## CPN Portfolio 12.31.2023
Table of Operating Power Plants and Projects Under Construction as of: |  |  |  | December 31, 2023
[6 empty] | Calpine Net | Calpine Net
|  |  | U.S. State or |  | Calpine | Interest | Interest With
|  | NERC | Canadian |  | Interest | Baseload | Peaking
| SEGMENT /Power Plant | Region | Province | Technology | Percentage | (MW) (1)(3) | (MW) (2)(3) |  | Count | Type
| WEST | [6 empty] | Count
Geothermal
| McCabe #5 & #6 | WECC | CA | Renewable | 100% | 84 | 84 | 1 | 1 | Geothermal
| Ridge Line #7 & #8 | WECC | CA | Renewable | 100% | 76 | 76 | 2 | 2 | Geothermal
| Calistoga | WECC | CA | Renewable | 100% | 69 | 69 | 3 | 3 | Geothermal
| Eagle Rock | WECC | CA | Renewable | 100% | 68 | 68 | 4 | 4 | Geothermal
| Big Geysers | WECC | CA | Renewable | 100% | 61 | 61 | 5 | 5 | Geothermal
| Lake View | WECC | CA | Renewable | 100% | 54 | 54 | 6 | 6 | Geothermal
| Quicksilver | WECC | CA | Renewable | 100% | 53 | 53 | 7 | 7 | Geothermal
| Sonoma | WECC | CA | Renewable | 100% | 53 | 53 | 8 | 8 | Geothermal
| Cobb Creek | WECC | CA | Renewable | 100% | 51 | 51 | 9 | 9 | Geothermal
| Socrates | WECC | CA | Renewable | 100% | 50 | 50 | 10 | 10 | Geothermal
| Sulphur Springs | WECC | CA | Renewable | 100% | 47 | 47 | 11 | 11 | Geothermal
| Grant | WECC | CA | Renewable | 100% | 41 | 41 | 12 | 12 | Geothermal
| Aidlin | WECC | CA | Renewable | 100% | 18 | 18 | 13 | 13 | Geothermal
Natural Gas-Fired
| Delta Energy Center | WECC | CA | Combined Cycle | 100% | 835 | 857 | 14 | 14 | Natural Gas
| Pastoria Energy Facility | WECC | CA | Combined Cycle | 100% | 780 | 759 | 15 | 15 | Natural Gas
| Hermiston Power Project | WECC | OR | Combined Cycle | 100% | 566 | 635 | 16 | 16 | Natural Gas
| Russell City Energy Center(4) | WECC | CA | Combined Cycle | 100% | 572 | 619 | 17 | 17 | Natural Gas
| Otay Mesa Energy Center | WECC | CA | Combined Cycle | 100% | 513 | 608 | 18 | 18 | Natural Gas
| Metcalf Energy Center | WECC | CA | Combined Cycle | 100% | 584 | 625 | 19 | 19 | Natural Gas
| Sutter Energy Center | WECC | CA | Combined Cycle | 100% | 542 | 578 | 20 | 20 | Natural Gas
| Los Medanos Energy Center | WECC | CA | Cogen | 100% | 518 | 572 | 21 | 21 | Natural Gas
| South Point Energy Center | WECC | AZ | Combined Cycle | 100% | 520 | 530 | 22 | 22 | Natural Gas
| Los Esteros Critical Energy Facility | WECC | CA | Combined Cycle | 100% | 243 | 309 | 23 | 23 | Natural Gas
| Gilroy Energy Center | WECC | CA | Simple Cycle | 100% | 0 | 141 | 24 | 24 | Natural Gas
| Gilroy Cogeneration Plant | WECC | CA | Combined Cycle | 100% | 109 | 130 | 25 | 25 | Natural Gas
| King City Cogeneration Plant | WECC | CA | Combined Cycle | 100% | 120 | 120 | 26 | 26 | Natural Gas
| Wolfskill Energy Center | WECC | CA | Simple Cycle | 100% | 0 | 48 | 27 | 27 | Natural Gas
| Yuba City Energy Center | WECC | CA | Simple Cycle | 100% | 0 | 47 | 28 | 28 | Natural Gas
| Feather River Energy Center | WECC | CA | Simple Cycle | 100% | 0 | 47 | 29 | 29 | Natural Gas
| Creed Energy Center | WECC | CA | Simple Cycle | 100% | 0 | 47 | 30 | 30 | Natural Gas
| Lambie Energy Center | WECC | CA | Simple Cycle | 100% | 0 | 47 | 31 | 31 | Natural Gas
| Goose Haven Energy Center | WECC | CA | Simple Cycle | 100% | 0 | 47 | 32 | 32 | Natural Gas
| Riverview Energy Center | WECC | CA | Simple Cycle | 100% | 0 | 47 | 33 | 33 | Natural Gas
| King City Peaking Energy Center | WECC | CA | Simple Cycle | 100% | 0 | 44 | 34 | 34 | Natural Gas
| Agnews Power Plant | WECC | CA | Combined Cycle | 100% | 28 | 28 | 35 | 35 | Natural Gas
Battery Storage Facilities
| Santa Ana Storage Project(4) | WECC | CA | Battery Storage | 100% | 80 | 80 | 36 | 36 | Battery Storage
| Subtotal |  |  |  |  | 6735 | 7690
TEXAS
| Deer Park Energy Center | TRE | TX | Cogen | 100% | 1116 | 1217 | #REF! | 37 | Natural Gas
| Guadalupe Energy Center | TRE | TX | Combined Cycle | 100% | 1049 | 1040 | #REF! | 38 | Natural Gas
| Baytown Energy Center | TRE | TX | Cogen | 100% | 810 | 896 | #REF! | 39 | Natural Gas
| Channel Energy Center | TRE | TX | Cogen | 100% | 760 | 845 | #REF! | 40 | Natural Gas
| Pasadena Power Plant(5) | TRE | TX | Cogen/Combined Cycle | 100% | 763 | 781 | #REF! | 41 | Natural Gas
| Bosque Energy Center | TRE | TX | Combined Cycle | 100% | 770 | 792 | #REF! | 42 | Natural Gas
| Freestone Energy Center | TRE | TX | Combined Cycle | 75% | 809 | 776 | #REF! | 43 | Natural Gas
| Magic Valley Generating Station | TRE | TX | Combined Cycle | 100% | 682 | 712 | #REF! | 44 | Natural Gas
| Jack A. Fusco Energy Center | TRE | TX | Combined Cycle | 100% | 523 | 609 | #REF! | 45 | Natural Gas
| Corpus Christi Energy Center | TRE | TX | Cogen | 100% | 446 | 520 | #REF! | 46 | Natural Gas
| Texas City Power Plant | TRE | TX | Cogen | 100% | 400 | 453 | #REF! | 47 | Natural Gas
| Hidalgo Energy Center | TRE | TX | Combined Cycle | 78.5% | 412.9 | 394.9 | #REF! | 48 | Natural Gas
| Subtotal |  |  |  |  | 8540.9 | 9035.9
EAST
| Bethlehem Energy Center(6) | RFC | PA | Combined Cycle | 100% | 960 | 1130 | #REF! | 49 | Natural Gas
| Hay Road Energy Center(6) | RFC | DE | Combined Cycle | 100% | 931 | 1130 | #REF! | 50 | Natural Gas
| York 2 Energy Center(6) | RFC | PA | Combined Cycle | 100% | 668 | 828 | #REF! | 51 | Natural Gas
| Morgan Energy Center | SERC | AL | Cogen | 100% | 720 | 807 | #REF! | 52 | Natural Gas
| Fore River Energy Center(6) | NPCC | MA | Combined Cycle | 100% | 750 | 731 | #REF! | 53 | Natural Gas
| Edge Moor Energy Center(6) | RFC | DE | Steam Cycle | 100% | 0 | 725 | #REF! | 54 | Steam
| Granite Ridge Energy Center | NPCC | NH | Combined Cycle | 100% | 745 | 695 | #REF! | 55 | Natural Gas
| York Energy Center(6) | RFC | PA | Combined Cycle | 100% | 463.5 | 565 | #REF! | 56 | Natural Gas
| Westbrook Energy Center | NPCC | ME | Combined Cycle | 100% | 552 | 552 | #REF! | 57 | Natural Gas
| Greenfield Energy Centre(7) | NPCC | ON | Combined Cycle | 100% | 843 | 1038 | #REF! | 58 | Natural Gas
| Zion Energy Center(6) | RFC | IL | Simple Cycle | 100% | 0 | 503 | #REF! | 59 | Natural Gas
| Pine Bluff Energy Center | SERC | AR | Cogen | 100% | 184 | 215 | #REF! | 60 | Natural Gas
| Cumberland Energy Center(6) | RFC | NJ | Simple Cycle | 100% | 0 | 191 | #REF! | 61 | Natural Gas
| Kennedy International Airport Power Plant(6) | NPCC | NY | Cogen | N/A | 110 | 125 | #REF! | 62 | Natural Gas
| Sherman Avenue Energy Center(6) | RFC | NJ | Simple Cycle | 100% | 0 | 92 | #REF! | 63 | Natural Gas
| Bethpage Energy Center 3 | NPCC | NY | Combined Cycle | 100% | 60 | 80 | #REF! | 64 | Natural Gas
| Carll's Corner Energy Center(6) | RFC | NJ | Simple Cycle | 100% | 0 | 73 | #REF! | 65 | Natural Gas
| Mickleton Energy Center | RFC | NJ | Simple Cycle | 100% | 0 | 67 | #REF! | 66 | Natural Gas
| Bethpage Power Plant | NPCC | NY | Combined Cycle | 100% | 55 | 56 | #REF! | 67 | Natural Gas
| Christiana Energy Center | RFC | DE | Simple Cycle | 100% | 0 | 53 | #REF! | 68 | Natural Gas
| Bethpage Peaker | NPCC | NY | Simple Cycle | 100% | 0 | 48 | #REF! | 69 | Natural Gas
| Stony Brook Power Plant(6) | NPCC | NY | Cogen | 100% | 45 | 47 | #REF! | 70 | Natural Gas
| Tasley Energy Center | RFC | VA | Simple Cycle | 100% | 0 | 33 | #REF! | 71 | Natural Gas
| Delaware City Energy Center | RFC | DE | Simple Cycle | 100% | 0 | 23 | #REF! | 72 | Natural Gas
| West Energy Center | RFC | DE | Simple Cycle | 100% | 0 | 20 | #REF! | 73 | Natural Gas
| Bayview Energy Center | RFC | VA | Simple Cycle | 100% | 0 | 12 | #REF! | 74 | Natural Gas
| Crisfield Energy Center | RFC | MD | Simple Cycle | 100% | 0 | 10 | #REF! | 75 | Natural Gas
| Vineland Solar Energy Center | RFC | NJ | Renewable | 100% | 0 | 4 | #REF! | 76 | Solar
| Subtotal |  |  |  |  | 7086.5 | 9853
| Total operating power plants and battery storage facilities |  | 76 |  |  | 22362.4 | 26578.9
Projects Under Construction
| Nova Power Storage Project - Phases I to IV (8) | WECC | CA | Battery Storage | 100% | 620 | 620
| Bear Canyon and West Ford Flat Projects (9) | WECC | CA | Battery Storage | 100% | 38 | 38
| North Geysers Development (10) | WECC | CA | Renewable | 100% | 25 | 25
| Total operating power plants, battery storage facilities and projects under construction |  |  |  |  | 23045.4 | 27261.9
Projects Under Advanced Development
| Nova Power Storage Project - Phase V(8) | WECC | CA | Battery Storage | 100% | 60 | 60
| Pastoria Solar Project (11) | WECC | CA | Renewable | 100% | 105 | 105
| Freestone Expansion Project(12) | TRE | TX |  | 100% | 0 | 425
| Total operating power plants, battery storage facilities, projects under construction and under advanced development |  |  |  |  | 23210.4 | 27851.9
-1 | Natural gas-fired fleet capacities are generally derived on as-built as-designed outputs, including upgrades, based on site specific annual average temperatures and average process steam flows for cogeneration power plants, as applicable. Geothermal capacities are derived from historical generation output and steam reservoir modeling under average ambient conditions (temperatures and rainfall).
-2 | Natural gas-fired fleet peaking capacities are primarily derived on as-built as-designed peaking outputs based on site specific average summer temperatures and include power enhancement features such as heat recovery steam generator duct-firing, gas turbine power augmentation, and/or other power augmentation features. For certain power plants with definitive contracts, capacities at contract conditions have been included. Oil-fired capacities reflect capacity test results. Battery storage capacity is based on installed MW.
-3 | These outputs do not factor in the typical MW loss and recovery profiles over time, which natural gas-fired turbine power plants display associated with their planned major maintenance schedules.
-4 | Santa Ana Storage Project is a four-hour duration battery installation comprised of three phases with a total capacity of 80 MW - Phase I - 20 MW/80 MWh, Phase II - 20 MW/ 80 MWh and Phase III - 40 MW/ 160 MWh
-5 | Pasadena is comprised of 260 MW of cogen technology and 521 MW of combined cycle (non-cogen) technology.
-6 | These power plants have dual-fuel capability.
-7 | Prior to September 5, 2023, Calpine held a 50% partnership interest in Greenfield LP through its subsidiaries, and on September 5, 2023, we acquired the remaining 50% partners interest. The facility continues to be operated by a third party.
-8 | The Nova battery storage project is a four-hour duration battery installation comprised of five phases, phases I - IV are currently under construction (620 MW/ 2,480 MWh) and phase V is under advanced development (60 MW/ 240 MWh).
-9 | The Bear Canyon project is a four-hour duration battery installation (13 MW/52 MWh) and the West Ford Flat project is a four-hour duration battery installation (25 MW/100 MWh).
-10 | North Geysers development represents a drilling expansion project expected to increase capacity at our Geysers Assets by 25 MW.
-11 | Pastoria Solar Project is a solar photovoltaic power-generating facility up to 105 MW.
-12 | Freestone Energy Center is a new 425 MW peaking facility that will be adjacent to our Freestone Energy Center and is currently in advanced development.
Note: As of December 31, 2023, we own a 33% non-economic interest, and a 0% economic interest, in Gregory Power Holdings, LLC, a joint venture that owns a 385 MW combined cycle generation facility in Texas. We have entered into a joint venture agreement with a third party, who currently owns 100% economic interest in the entity and we have agreed to contribute up to a 45% economic interest in Gregory Power Holdings, LLC over time.
Note on K61: Michael Sarpong: Includes Calpine share_7.9MW CTG upgrade in May 2023_both base/peak

## CPN Portfolio 12.31.21 (hidden)
Table of Operating Power Plants and Projects Under Construction as of: |  |  |  |  | December 31, 2021
[7 empty] | Calpine Net | Calpine Net
|  |  |  | U.S. State or |  | Calpine | Interest | Interest With
|  |  | NERC | Canadian |  | Interest | Baseload | Peaking
| SEGMENT /Power Plant |  | Region | Province | Technology | Percentage | (MW) (1)(3) | (MW) (2)(3) |  |  | Count of Plants
| WEST | [7 empty] | Count
Geothermal
| McCabe #5 & #6 |  | WECC | CA | Renewable | 100% | 84 | 84 | 1 |  | 1
| Ridge Line #7 & #8 |  | WECC | CA | Renewable | 100% | 76 | 76 | 2 |  | 2
| Calistoga |  | WECC | CA | Renewable | 100% | 69 | 69 | 3 |  | 3
| Eagle Rock |  | WECC | CA | Renewable | 100% | 68 | 68 | 4 |  | 4
| Big Geysers |  | WECC | CA | Renewable | 100% | 61 | 61 | 5 |  | 5
| Lake View |  | WECC | CA | Renewable | 100% | 54 | 54 | 8 |  | 6
| Quicksilver |  | WECC | CA | Renewable | 100% | 53 | 53 | 6 |  | 7
| Sonoma |  | WECC | CA | Renewable | 100% | 53 | 53 | 12 |  | 8
| Cobb Creek |  | WECC | CA | Renewable | 100% | 51 | 51 | 7 |  | 9
| Socrates |  | WECC | CA | Renewable | 100% | 50 | 50 | 9 |  | 10
| Sulphur Springs |  | WECC | CA | Renewable | 100% | 47 | 47 | 10 |  | 11
| Grant |  | WECC | CA | Renewable | 100% | 41 | 41 | 11 |  | 12
| Aidlin |  | WECC | CA | Renewable | 100% | 18 | 18 | #REF! |  | 13
Natural Gas-Fired
| Delta Energy Center |  | WECC | CA | Combined Cycle | 100% | 835 | 857 | #REF! |  | 14
| Pastoria Energy Facility |  | WECC | CA | Combined Cycle | 100% | 780 | 759 | #REF! |  | 15
| Hermiston Power Project |  | WECC | OR | Combined Cycle | 100% | 566 | 635 | #REF! |  | 16
| Russell City Energy Center(4) |  | WECC | CA | Combined Cycle | 100% | 572 | 619 |  |  | 17
| Otay Mesa Energy Center |  | WECC | CA | Combined Cycle | 100% | 513 | 608 | #REF! |  | 18
| Metcalf Energy Center |  | WECC | CA | Combined Cycle | 100% | 584 | 625 | #REF! |  | 19
| Sutter Energy Center |  | WECC | CA | Combined Cycle | 100% | 542 | 578 | #REF! |  | 20
| Los Medanos Energy Center |  | WECC | CA | Cogen | 100% | 518 | 572 | #REF! |  | 21
| South Point Energy Center |  | WECC | AZ | Combined Cycle | 100% | 520 | 530 | #REF! |  | 22
| Los Esteros Critical Energy Facility |  | WECC | CA | Combined Cycle | 100% | 243 | 309 | 6 |  | 23
| Gilroy Energy Center |  | WECC | CA | Simple Cycle | 100% | 0 | 141 | #REF! |  | 24
| Gilroy Cogeneration Plant |  | WECC | CA | Combined Cycle | 100% | 109 | 130 | #REF! |  | 25
| King City Cogeneration Plant |  | WECC | CA | Combined Cycle | 100% | 120 | 120 | #REF! |  | 26
| Wolfskill Energy Center |  | WECC | CA | Simple Cycle | 100% | 0 | 48 | #REF! |  | 27
| Yuba City Energy Center |  | WECC | CA | Simple Cycle | 100% | 0 | 47 | #REF! |  | 28
| Feather River Energy Center |  | WECC | CA | Simple Cycle | 100% | 0 | 47 | #REF! |  | 29
| Creed Energy Center |  | WECC | CA | Simple Cycle | 100% | 0 | 47 | #REF! |  | 30
| Lambie Energy Center |  | WECC | CA | Simple Cycle | 100% | 0 | 47 | #REF! |  | 31
| Goose Haven Energy Center |  | WECC | CA | Simple Cycle | 100% | 0 | 47 | #REF! |  | 32
| Riverview Energy Center |  | WECC | CA | Simple Cycle | 100% | 0 | 47 | #REF! |  | 33
| King City Peaking Energy Center |  | WECC | CA | Simple Cycle | 100% | 0 | 44 | #REF! |  | 34
| Agnews Power Plant |  | WECC | CA | Combined Cycle | 100% | 28 | 28 | #REF! |  | 35
Energy Storage Assets
| Santa Ana Storage Project(5) |  | WECC | CA | Battery Storage | 100% | 20 | 20 |  |  | 36
| Subtotal | [5 empty] | 6675 | 7630 | #REF!
TEXAS
| Deer Park Energy Center |  | TRE | TX | Cogen | 100% | 1116 | 1217 |  |  | 37
| Guadalupe Energy Center |  | TRE | TX | Combined Cycle | 100% | 1049 | 1040 |  |  | 38
| Baytown Energy Center |  | TRE | TX | Cogen | 100% | 810 | 896 | #REF! |  | 39
| Channel Energy Center |  | TRE | TX | Cogen | 100% | 752 | 837 | #REF! |  | 40
| Pasadena Power Plant(6) |  | TRE | TX | Cogen/Combined Cycle | 100% | 763 | 781 | #REF! |  | 41
| Bosque Energy Center |  | TRE | TX | Combined Cycle | 100% | 760 | 782 |  |  | 42
| Freestone Energy Center |  | TRE | TX | Combined Cycle | 75% | 809 | 776 | #REF! |  | 43
| Magic Valley Generating Station |  | TRE | TX | Combined Cycle | 100% | 682 | 712 | #REF! |  | 44
| Jack A. Fusco Energy Center(7) |  | TRE | TX | Combined Cycle | 100% | 523 | 609 | #REF! |  | 45
| Corpus Christi Energy Center |  | TRE | TX | Cogen | 100% | 446 | 520 | #REF! |  | 46
| Texas City Power Plant |  | TRE | TX | Cogen | 100% | 400 | 453 | #REF! |  | 47
| Hidalgo Energy Center |  | TRE | TX | Combined Cycle | 78.5% | 397 | 379 | #REF! |  | 48 |  | Includes Hidalgo upgrade of 10MW (78.5% CPN Ownership interest) completed April 18, 2022
| Subtotal | [5 empty] | 8507 | 9002 | #REF!
EAST
| Bethlehem Energy Center(8) |  | RFC | PA | Combined Cycle | 100% | 960 | 1130 |  |  | 49
| Hay Road Energy Center(8) |  | RFC | DE | Combined Cycle | 100% | 931 | 1130 | #REF! |  | 50
| York 2 Energy Center(8) |  | RFC | PA | Combined Cycle | 100% | 668 | 828 |  |  | 51
| Morgan Energy Center |  | SERC | AL | Cogen | 100% | 720 | 807 | #REF! |  | 52
| Fore River Energy Center(8) |  | NPCC | MA | Combined Cycle | 100% | 750 | 731 |  |  | 53
| Edge Moor Energy Center(8) |  | RFC | DE | Steam Cycle | 100% | 0 | 725 | #REF! |  | 54
| Granite Ridge Energy Center |  | NPCC | NH | Combined Cycle | 100% | 745 | 695 |  |  | 55
| York Energy Center(8) |  | RFC | PA | Combined Cycle | 100% | 463.5 | 565 | #REF! |  | 56
| Westbrook Energy Center |  | NPCC | ME | Combined Cycle | 100% | 552 | 552 |  |  | 57
| Greenfield Energy Centre(9) |  | NPCC | ON | Combined Cycle | 50% | 422 | 519 | #REF! |  | 58
| Zion Energy Center(8) |  | RFC | IL | Simple Cycle | 100% | 0 | 503 | #REF! |  | 59
| Pine Bluff Energy Center |  | SERC | AR | Cogen | 100% | 184 | 215 | #REF! |  | 60
| Cumberland Energy Center(8) |  | RFC | NJ | Simple Cycle | 100% | 0 | 191 | #REF! |  | 61
| Kennedy International Airport Power Plant(8) |  | NPCC | NY | Cogen | N/A | 110 | 125 | #REF! |  | 62
| Sherman Avenue Energy Center(8) |  | RFC | NJ | Simple Cycle | 100% | 0 | 92 | #REF! |  | 63
| Bethpage Energy Center 3 |  | NPCC | NY | Combined Cycle | 100% | 60 | 80 | #REF! |  | 64
| Carll's Corner Energy Center(8) |  | RFC | NJ | Simple Cycle | 100% | 0 | 73 | #REF! |  | 65
| Mickleton Energy Center |  | RFC | NJ | Simple Cycle | 100% | 0 | 67 | #REF! |  | 66
| Bethpage Power Plant |  | NPCC | NY | Combined Cycle | 100% | 55 | 56 | #REF! |  | 67
| Christiana Energy Center |  | RFC | DE | Simple Cycle | 100% | 0 | 53 | #REF! |  | 68
| Bethpage Peaker |  | NPCC | NY | Simple Cycle | 100% | 0 | 48 | #REF! |  | 69
| Stony Brook Power Plant(8) |  | NPCC | NY | Cogen | 100% | 45 | 47 | #REF! |  | 70
| Tasley Energy Center |  | RFC | VA | Simple Cycle | 100% | 0 | 33 | #REF! |  | 71
| Delaware City Energy Center |  | RFC | DE | Simple Cycle | 100% | 0 | 23 | #REF! |  | 72
| West Energy Center |  | RFC | DE | Simple Cycle | 100% | 0 | 20 | #REF! |  | 73
| Bayview Energy Center |  | RFC | VA | Simple Cycle | 100% | 0 | 12 | #REF! |  | 74
| Crisfield Energy Center |  | RFC | MD | Simple Cycle | 100% | 0 | 10 | #REF! |  | 75
| Vineland Solar Energy Center |  | RFC | NJ | Renewable | 100% | 0 | 4 | #REF! |  | 76 | Total number of plants and Energy Storage Assets
| Subtotal | [5 empty] | 6665.5 | 9334 | #REF! | Total count of pwr plants
| Total operating power plants and batter storage | 76 |  |  |  |  | 21847.5 | 25966
Projects Under Construction
| Santa Ana II Storage Project(10) |  | WECC | CA | Battery Storage | 100% | 20 | 20
| Total operating power plants and projects under contruction | [5 empty] | 21867.5 | 25986
-1 | Natural gas-fired fleet capacities are generally derived on as-built as-designed outputs, including upgrades, based on site specific annual average temperatures and average process steam flows for cogeneration power plants, as applicable. Geothermal capacities are derived from historical generation output and steam reservoir modeling under average ambient conditions (temperatures and rainfall).
-2 | Natural gas-fired fleet peaking capacities are primarily derived on as-built as-designed peaking outputs based on site specific average summer temperatures and include power enhancement features such as heat recovery steam generator duct-firing, gas turbine power augmentation, and/or other power augmentation features. For certain power plants with definitive contracts, capacities at contract conditions have been included. Oil-fired capacities reflect capacity test results. Battery storage capacity is based on installed MW.
-3 | These outputs do not factor in the typical MW loss and recovery profiles over time, which natural-gas fired turbine power plants display associated with their planned major maintenance schedules.
-4 | On January 28, 2020 we purchased the 25% interest in Russell City Energy Center owned by a third party.
-5 | Santa Ana Storage Project is a four-hour duration battery installation (20 MW/80 MWh).
-6 | Pasadena is comprised of 260 MW of cogen technology and 521 MW of combined cycle (non-cogen) technology.
-7 | Formerly our Brazos Valley Power Plant, which was renamed in December 2017.
-8 | These power plants have dual-fuel capability.
-9 | Calpine holds a 50% partnership interest in Greenfield LP through its subsidiaries; however, it is operated by a third party.
-10 | Santa Ana II Storage Project is a four-hour duration battery installation (20 MW/80 MWh).
Note on K77: Michael Sarpong: Added 4MW Peaking upgrade_COD 11/18/21

## Recon Peaking 12.31.21 (hidden)
Table of Operating Power Plants and Projects Under Advanced Development/Construction Recon
|  | West | Texas | East |  | Total | Check | Notes
| Operating MW Capacities at 12.31.20: | 7590 | 8947 | 9330 |  | 25867
|  | 0 | 0 |  |  | 0
| Operating MW Capacities at 9.30.21: | 7590 | 8947 | 9330 |  | 25867 | 0
Add: | Santa Ana Storage Project (COD) | 20 | 0 | 0 |  | 20 |  | Completed, moved from " Proj under construction" to " Operating"
Add: | Upgrades for the following plants
| Channel( Unit CE1CT2) | 0 | 10 | 0 |  | 10
| Guadalupe( Unit GU3) | 0 | 10 | 0 |  | 10
| Guadalupe( Unit GU4) | 0 | 10 | 0 |  | 10
| Freestone( Unit FR2CT4) | 0 | 7.5 | 0 |  | 7.5 |  | Calpine owns 75% of Freestone, and therefore Calpine's share of Freestone upgrade is 15MW
| Freestone( Unit FR2CT5) | 0 | 7.5 | 0 |  | 7.5 |  | Calpine owns 75% of Freestone, and therefore Calpine's share of Freestone upgrade is 15MW
| Corpus Christi( Unit CR1CT2) | 0 | 10 | 0 |  | 10
| Mtcalf(Unit MFCT1) | 10 | 0 | 0 |  | 10
| Mtcalf(Unit MFCT2) | 10 | 0 | 0 |  | 10
| KIAC | 0 | - | 4 |  | 4
| Operating MW Capacities at 12.31.21: | 7630 | 9002 | 9334 |  | 25966 | 0
Proj under advanced development and construction:
Projects under construction
| Santa Ana II Storage Project | 20 |  |  |  | 20
| Total under construction | 20 | 0 | 0 |  | 20
Proj under advanced development
|  |  |  | 0 |  | 0
|  |  |  | 0 |  | 0
| Total under construction/ advanced development | 20 | 0 | 0 | 0 | 20
| Grand Total Net Peak Interest | 7630 | 9002 | 9334 |  | 25966 | 0
~MW Upgrade
| Pasadena (SW) | 2Q10 - 1 unit |  |  |  | 10
| Deer Park (SW) | 4Q09 - 1 unit, 2Q10 - 2 units, 2Q12 - 1 unit |  |  |  | 44
| Baytown (SW) | 1Q11 - 1 unit, 2Q11 - 2 units |  |  |  | 42
| Brazos Valley (GE) | 1Q11 - 2 units |  |  |  | 12
| Westbrook (GE) | 2Q11 - 1 unit, 2Q12 - 1 unit |  |  |  | 15
| Los Medanos (GE) | 2Q11 - 2 units |  |  |  | 12
| Delta (SW) | 2Q08 - 1 unit |  |  |  | 15
| Hermiston (SW) | 4Q11 - 2 units |  |  |  | 19
| Pastoria (GE) | 2Q12 - 2 units |  |  |  | 20
| Magic Valley (SW) | 2Q13 - 1 unit |  |  |  | 10
| Magic Valley (SW) | 2Q14 - 1 unit |  |  |  | 10
209
| SW total | 13 units
| GE total | 8 units
| Outstanding: | Committed but not yet complete
| SW total | 3 units

## Recon Baseload 12.31.21 (hidden)
Table of Operating Power Plants and Projects Under Advanced Development/Construction Recon
|  | West | Texas | East |  | Total | Check | Notes
| Operating MW Capacities at 12.31.20: | 6635 | 8452 | 6665.5 |  | 21752.5
| Operating MW Capacities at 9.30.21: | 6635 | 8452 | 6665.5 |  | 21752.5 | 0
Add: | Santa Ana Storage Project (COD) | 0 | 0 | 0 |  | 0 |  | Completed, moved from " Proj under construction" to " Operating"
Add: | Upgrades for the following plants
| Channel( Unit CE1CT2) | 0 | 10 | 0 |  | 10
| Guadalupe( Unit GU3) | 0 | 10 | 0 |  | 10
| Guadalupe( Unit GU4) | 0 | 10 | 0 |  | 10
| Freestone( Unit FR2CT4) | 0 | 7.5 | 0 |  | 7.5
| Freestone( Unit FR2CT5) | 0 | 7.5 | 0 |  | 7.5
| Corpus Christi( Unit CR1CT2) | 0 | 10 | 0 |  | 10
| Mtcalf(Unit MFCT1) | 10 | 0 | 0 |  | 10
| Mtcalf(Unit MFCT2) | 10 | 0 | 0 |  | 10
| Operating MW Capacities at 12.31.21: | 20 | 55 | 0 |  | 75
Proj under construction and advanced development :
Projects under construction
| Santa Ana II Storage Project | 20 | 0 | 0 |  | 20
| Total under construction | 20 | 0 | 0 | 0 | 20
Proj under advanced development
| Total under construction/advanced development | 40 | 0 | 0 |  | 40
| Grand Total Net Base load Interest | 6675 | 8507 | 6665.5 |  | 21847.5 | 0
~MW Upgrade
| Pasadena (SW) | 2Q10 - 1 unit |  |  |  | 10
| Deer Park (SW) | 4Q09 - 1 unit, 2Q10 - 2 units, 2Q12 - 1 unit |  |  |  | 44
| Baytown (SW) | 1Q11 - 1 unit, 2Q11 - 2 units |  |  |  | 42
| Brazos Valley (GE) | 1Q11 - 2 units |  |  |  | 12
| Westbrook (GE) | 2Q11 - 1 unit, 2Q12 - 1 unit |  |  |  | 15
| Los Medanos (GE) | 2Q11 - 2 units |  |  |  | 12
| Delta (SW) | 2Q08 - 1 unit |  |  |  | 15
| Hermiston (SW) | 4Q11 - 2 units |  |  |  | 19
| Pastoria (GE) | 2Q12 - 2 units |  |  |  | 20
| Magic Valley (SW) | 2Q13 - 1 unit |  |  |  | 10
| Magic Valley (SW) | 2Q14 - 1 unit |  |  |  | 10
209
| SW total | 13 units
| GE total | 8 units
| Outstanding: | Committed but not yet complete
| SW total | 3 units

## CPN Portfolio 9.30.21 (hidden)
Table of Operating Power Plants and Projects Under Construction as of September 30, 2021
[7 empty] | Calpine Net | Calpine Net
|  |  |  | U.S. State or |  | Calpine | Interest | Interest With
|  |  | NERC | Canadian |  | Interest | Baseload | Peaking
| SEGMENT /Power Plant |  | Region | Province | Technology | Percentage | (MW) (1)(3) | (MW) (2)(3) |  |  | Count of Plants
| WEST | [7 empty] | Count
Geothermal
| McCabe #5 & #6 |  | WECC | CA | Renewable | 100% | 84 | 84 | 1 |  | 1
| Ridge Line #7 & #8 |  | WECC | CA | Renewable | 100% | 76 | 76 | 2 |  | 2
| Calistoga |  | WECC | CA | Renewable | 100% | 69 | 69 | 3 |  | 3
| Eagle Rock |  | WECC | CA | Renewable | 100% | 68 | 68 | 4 |  | 4
| Big Geysers |  | WECC | CA | Renewable | 100% | 61 | 61 | 5 |  | 5
| Lake View |  | WECC | CA | Renewable | 100% | 54 | 54 | 8 |  | 6
| Quicksilver |  | WECC | CA | Renewable | 100% | 53 | 53 | 6 |  | 7
| Sonoma |  | WECC | CA | Renewable | 100% | 53 | 53 | 12 |  | 8
| Cobb Creek |  | WECC | CA | Renewable | 100% | 51 | 51 | 7 |  | 9
| Socrates |  | WECC | CA | Renewable | 100% | 50 | 50 | 9 |  | 10
| Sulphur Springs |  | WECC | CA | Renewable | 100% | 47 | 47 | 10 |  | 11
| Grant |  | WECC | CA | Renewable | 100% | 41 | 41 | 11 |  | 12
| Aidlin |  | WECC | CA | Renewable | 100% | 18 | 18 | #REF! |  | 13
Natural Gas-Fired
| Delta Energy Center |  | WECC | CA | Combined Cycle | 100% | 835 | 857 | #REF! |  | 14
| Pastoria Energy Facility |  | WECC | CA | Combined Cycle | 100% | 780 | 759 | #REF! |  | 15
| Hermiston Power Project |  | WECC | OR | Combined Cycle | 100% | 566 | 635 | #REF! |  | 16
| Russell City Energy Center(4) |  | WECC | CA | Combined Cycle | 100% | 572 | 619 |  |  | 17
| Otay Mesa Energy Center |  | WECC | CA | Combined Cycle | 100% | 513 | 608 | #REF! |  | 18
| Metcalf Energy Center |  | WECC | CA | Combined Cycle | 100% | 584 | 625 | #REF! |  | 19
| Sutter Energy Center |  | WECC | CA | Combined Cycle | 100% | 542 | 578 | #REF! |  | 20
| Los Medanos Energy Center |  | WECC | CA | Cogen | 100% | 518 | 572 | #REF! |  | 21
| South Point Energy Center |  | WECC | AZ | Combined Cycle | 100% | 520 | 530 | #REF! |  | 22
| Los Esteros Critical Energy Facility |  | WECC | CA | Combined Cycle | 100% | 243 | 309 | 6 |  | 23
| Gilroy Energy Center |  | WECC | CA | Simple Cycle | 100% | 0 | 141 | #REF! |  | 24
| Gilroy Cogeneration Plant |  | WECC | CA | Combined Cycle | 100% | 109 | 130 | #REF! |  | 25
| King City Cogeneration Plant |  | WECC | CA | Combined Cycle | 100% | 120 | 120 | #REF! |  | 26
| Wolfskill Energy Center |  | WECC | CA | Simple Cycle | 100% | 0 | 48 | #REF! |  | 27
| Yuba City Energy Center |  | WECC | CA | Simple Cycle | 100% | 0 | 47 | #REF! |  | 28
| Feather River Energy Center |  | WECC | CA | Simple Cycle | 100% | 0 | 47 | #REF! |  | 29
| Creed Energy Center |  | WECC | CA | Simple Cycle | 100% | 0 | 47 | #REF! |  | 30
| Lambie Energy Center |  | WECC | CA | Simple Cycle | 100% | 0 | 47 | #REF! |  | 31
| Goose Haven Energy Center |  | WECC | CA | Simple Cycle | 100% | 0 | 47 | #REF! |  | 32
| Riverview Energy Center |  | WECC | CA | Simple Cycle | 100% | 0 | 47 | #REF! |  | 33
| King City Peaking Energy Center |  | WECC | CA | Simple Cycle | 100% | 0 | 44 | #REF! |  | 34
| Agnews Power Plant |  | WECC | CA | Combined Cycle | 100% | 28 | 28 | #REF! |  | 35
Energy Storage Assets
| Santa Ana Storage Project(5) |  | WECC | CA | Battery Storage | 100% | 20 | 20 |  |  | 36
| Subtotal | [5 empty] | 6675 | 7630 | #REF!
TEXAS
| Deer Park Energy Center |  | TRE | TX | Cogen | 100% | 1116 | 1217 |  |  | 37
| Guadalupe Energy Center |  | TRE | TX | Combined Cycle | 100% | 1049 | 1040 |  |  | 38
| Baytown Energy Center |  | TRE | TX | Cogen | 100% | 810 | 896 | #REF! |  | 39
| Channel Energy Center |  | TRE | TX | Cogen | 100% | 752 | 837 | #REF! |  | 40
| Pasadena Power Plant(6) |  | TRE | TX | Cogen/Combined Cycle | 100% | 763 | 781 | #REF! |  | 41
| Bosque Energy Center |  | TRE | TX | Combined Cycle | 100% | 760 | 782 |  |  | 42
| Freestone Energy Center |  | TRE | TX | Combined Cycle | 75% | 809 | 776 | #REF! |  | 43
| Magic Valley Generating Station |  | TRE | TX | Combined Cycle | 100% | 682 | 712 | #REF! |  | 44
| Jack A. Fusco Energy Center(7) |  | TRE | TX | Combined Cycle | 100% | 523 | 609 | #REF! |  | 45
| Corpus Christi Energy Center |  | TRE | TX | Cogen | 100% | 446 | 520 | #REF! |  | 46
| Texas City Power Plant |  | TRE | TX | Cogen | 100% | 400 | 453 | #REF! |  | 47
| Hidalgo Energy Center |  | TRE | TX | Combined Cycle | 78.5% | 397 | 379 | #REF! |  | 48
| Subtotal | [5 empty] | 8507 | 9002 | #REF!
EAST
| Bethlehem Energy Center(8) |  | RFC | PA | Combined Cycle | 100% | 960 | 1130 |  |  | 49
| Hay Road Energy Center(8) |  | RFC | DE | Combined Cycle | 100% | 931 | 1130 | #REF! |  | 50
| York 2 Energy Center(8) |  | RFC | PA | Combined Cycle | 100% | 668 | 828 |  |  | 51
| Morgan Energy Center |  | SERC | AL | Cogen | 100% | 720 | 807 | #REF! |  | 52
| Fore River Energy Center(8) |  | NPCC | MA | Combined Cycle | 100% | 750 | 731 |  |  | 53
| Edge Moor Energy Center(8) |  | RFC | DE | Steam Cycle | 100% | 0 | 725 | #REF! |  | 54
| Granite Ridge Energy Center |  | NPCC | NH | Combined Cycle | 100% | 745 | 695 |  |  | 55
| York Energy Center(8) |  | RFC | PA | Combined Cycle | 100% | 463.5 | 565 | #REF! |  | 56
| Westbrook Energy Center |  | NPCC | ME | Combined Cycle | 100% | 552 | 552 |  |  | 57
| Greenfield Energy Centre(9) |  | NPCC | ON | Combined Cycle | 50% | 422 | 519 | #REF! |  | 58
| Zion Energy Center(8) |  | RFC | IL | Simple Cycle | 100% | 0 | 503 | #REF! |  | 59
| Pine Bluff Energy Center |  | SERC | AR | Cogen | 100% | 184 | 215 | #REF! |  | 60
| Cumberland Energy Center(8) |  | RFC | NJ | Simple Cycle | 100% | 0 | 191 | #REF! |  | 61
| Kennedy International Airport Power Plant(8) |  | NPCC | NY | Cogen | N/A | 110 | 121 | #REF! |  | 62
| Sherman Avenue Energy Center(8) |  | RFC | NJ | Simple Cycle | 100% | 0 | 92 | #REF! |  | 63
| Bethpage Energy Center 3 |  | NPCC | NY | Combined Cycle | 100% | 60 | 80 | #REF! |  | 64
| Carll's Corner Energy Center(8) |  | RFC | NJ | Simple Cycle | 100% | 0 | 73 | #REF! |  | 65
| Mickleton Energy Center |  | RFC | NJ | Simple Cycle | 100% | 0 | 67 | #REF! |  | 66
| Bethpage Power Plant |  | NPCC | NY | Combined Cycle | 100% | 55 | 56 | #REF! |  | 67
| Christiana Energy Center |  | RFC | DE | Simple Cycle | 100% | 0 | 53 | #REF! |  | 68
| Bethpage Peaker |  | NPCC | NY | Simple Cycle | 100% | 0 | 48 | #REF! |  | 69
| Stony Brook Power Plant(8) |  | NPCC | NY | Cogen | 100% | 45 | 47 | #REF! |  | 70
| Tasley Energy Center |  | RFC | VA | Simple Cycle | 100% | 0 | 33 | #REF! |  | 71
| Delaware City Energy Center |  | RFC | DE | Simple Cycle | 100% | 0 | 23 | #REF! |  | 72
| West Energy Center |  | RFC | DE | Simple Cycle | 100% | 0 | 20 | #REF! |  | 73
| Bayview Energy Center |  | RFC | VA | Simple Cycle | 100% | 0 | 12 | #REF! |  | 74
| Crisfield Energy Center |  | RFC | MD | Simple Cycle | 100% | 0 | 10 | #REF! |  | 75
| Vineland Solar Energy Center |  | RFC | NJ | Renewable | 100% | 0 | 4 | #REF! |  | 76 | Total number of plants and Energy Storage Assets
| Subtotal | [5 empty] | 6665.5 | 9330 | #REF! | Total count of pwr plants
| Total operating power plants and batter storage | 76 |  |  |  |  | 21847.5 | 25962
-1 | Natural gas-fired fleet capacities are generally derived on as-built as-designed outputs, including upgrades, based on site specific annual average temperatures and average process steam flows for cogeneration power plants, as applicable. Geothermal capacities are derived from historical generation output and steam reservoir modeling under average ambient conditions (temperatures and rainfall).
-2 | Natural gas-fired fleet peaking capacities are primarily derived on as-built as-designed peaking outputs based on site specific average summer temperatures and include power enhancement features such as heat recovery steam generator duct-firing, gas turbine power augmentation, and/or other power augmentation features. For certain power plants with definitive contracts, capacities at contract conditions have been included. Oil-fired capacities reflect capacity test results. Battery storage capacity is based on installed MW.
-3 | These outputs do not factor in the typical MW loss and recovery profiles over time, which natural-gas fired turbine power plants display associated with their planned major maintenance schedules.
-4 | On January 28, 2020 we purchased the 25% interest in Russell City Energy Center owned by a third party.
-5 | Santa Ana Storage Project is a four-hour duration battery installation (20 MW/80 MWh).
-6 | Pasadena is comprised of 260 MW of cogen technology and 521 MW of combined cycle (non-cogen) technology.
-7 | Formerly our Brazos Valley Power Plant, which was renamed in December 2017.
-8 | These power plants have dual-fuel capability.
-9 | Calpine holds a 50% partnership interest in Greenfield LP through its subsidiaries; however, it is operated by a third party.

## Recon Peaking 9.30.21 (hidden)
Table of Operating Power Plants and Projects Under Advanced Development/Construction Recon
|  | West | Texas | East |  | Total | Check | Notes
| Operating MW Capacities at 12.31.20: | 7590 | 8947 | 9330 |  | 25867
|  | 0 | 0 |  |  | 0
| Operating MW Capacities at 9.30.21: | 7590 | 8947 | 9330 |  | 25867 | 0
Add: | Santa Ana Storage Project (COD) | 20 | 0 | 0 |  | 20 |  | Completed, moved from " Proj under construction" to " Operating"
Add: | Upgrades for the following plants
| Channel( Unit CE1CT2) | 0 | 10 | 0 |  | 10
| Guadalupe( Unit GU3) | 0 | 10 | 0 |  | 10
| Guadalupe( Unit GU4) | 0 | 10 | 0 |  | 10
| Freestone( Unit FR2CT4) | 0 | 7.5 | 0 |  | 7.5 |  | Calpine owns 75% of Freestone, and therefore Calpine's share of Freestone upgrade is 15MW
| Freestone( Unit FR2CT5) | 0 | 7.5 | 0 |  | 7.5 |  | Calpine owns 75% of Freestone, and therefore Calpine's share of Freestone upgrade is 15MW
| Corpus Christi( Unit CR1CT2) | 0 | 10 | 0 |  | 10
| Mtcalf(Unit MFCT1) | 0 | 10 | 0 |  | 10
| Mtcalf(Unit MFCT2) | 0 | 10 | 0 |  | 10
| Operating MW Capacities at 6.30.21: | 7610 | 9022 | 9330 |  | 25962 | 0
Proj under advanced development and construction:
Projects under construction
| Santa Ana Storage Project | 20 |  |  |  | 20
| Total under construction | 20 | 0 | 0 |  | 20 |  | Completed and moved to West Region
Proj under advanced development
|  |  |  | 0 |  | 0
|  |  |  | 0 |  | 0
| Total under construction/ advanced development | 20 | 0 | 0 | 0 | 20
| Grand Total Net Peak Interest | 7610 | 9022 | 9330 |  | 25962 | 0
~MW Upgrade
| Pasadena (SW) | 2Q10 - 1 unit |  |  |  | 10
| Deer Park (SW) | 4Q09 - 1 unit, 2Q10 - 2 units, 2Q12 - 1 unit |  |  |  | 44
| Baytown (SW) | 1Q11 - 1 unit, 2Q11 - 2 units |  |  |  | 42
| Brazos Valley (GE) | 1Q11 - 2 units |  |  |  | 12
| Westbrook (GE) | 2Q11 - 1 unit, 2Q12 - 1 unit |  |  |  | 15
| Los Medanos (GE) | 2Q11 - 2 units |  |  |  | 12
| Delta (SW) | 2Q08 - 1 unit |  |  |  | 15
| Hermiston (SW) | 4Q11 - 2 units |  |  |  | 19
| Pastoria (GE) | 2Q12 - 2 units |  |  |  | 20
| Magic Valley (SW) | 2Q13 - 1 unit |  |  |  | 10
| Magic Valley (SW) | 2Q14 - 1 unit |  |  |  | 10
209
| SW total | 13 units
| GE total | 8 units
| Outstanding: | Committed but not yet complete
| SW total | 3 units

## Recon Baseload 9.30.21 (hidden)
Table of Operating Power Plants and Projects Under Advanced Development/Construction Recon
|  | West | Texas | East |  | Total | Check | Notes
| Operating MW Capacities at 12.31.20: | 6635 | 8452 | 6665.5 |  | 21752.5
| Operating MW Capacities at 9.30.21: | 6635 | 8452 | 6665.5 |  | 21752.5 | 0
Add: | Santa Ana Storage Project (COD) | 0 | 0 | 0 |  | 0 |  | Completed, moved from " Proj under construction" to " Operating"
Add: | Upgrades for the following plants
| Channel( Unit CE1CT2) | 0 | 10 | 0 |  | 10
| Guadalupe( Unit GU3) | 0 | 10 | 0 |  | 10
| Guadalupe( Unit GU4) | 0 | 10 | 0 |  | 10
| Freestone( Unit FR2CT4) | 0 | 7.5 | 0 |  | 7.5
| Freestone( Unit FR2CT5) | 0 | 7.5 | 0 |  | 7.5
| Corpus Christi( Unit CR1CT2) | 0 | 10 | 0 |  | 10
| Mtcalf(Unit MFCT1) | 0 | 10 | 0 |  | 10
| Mtcalf(Unit MFCT2) | 0 | 10 | 0 |  | 10
| Operating MW Capacities at 6.30.21: |  | 75 |  |  | 75
Proj under construction and advanced development :
Projects under construction
| Santa Ana Storage Project | 0 | 0 | 0 |  | 0 |  | Completed and moved to West Region
| Total under construction | 0 | 0 | 0 | 0 | 0
Proj under advanced development
| Total under construction/advanced development | 0 | 0 | 0 |  | 0
| Grand Total Net Base load Interest | 6635 | 8527 | 6665.5 |  | 21827.5 | -20
~MW Upgrade
| Pasadena (SW) | 2Q10 - 1 unit |  |  |  | 10
| Deer Park (SW) | 4Q09 - 1 unit, 2Q10 - 2 units, 2Q12 - 1 unit |  |  |  | 44
| Baytown (SW) | 1Q11 - 1 unit, 2Q11 - 2 units |  |  |  | 42
| Brazos Valley (GE) | 1Q11 - 2 units |  |  |  | 12
| Westbrook (GE) | 2Q11 - 1 unit, 2Q12 - 1 unit |  |  |  | 15
| Los Medanos (GE) | 2Q11 - 2 units |  |  |  | 12
| Delta (SW) | 2Q08 - 1 unit |  |  |  | 15
| Hermiston (SW) | 4Q11 - 2 units |  |  |  | 19
| Pastoria (GE) | 2Q12 - 2 units |  |  |  | 20
| Magic Valley (SW) | 2Q13 - 1 unit |  |  |  | 10
| Magic Valley (SW) | 2Q14 - 1 unit |  |  |  | 10
209
| SW total | 13 units
| GE total | 8 units
| Outstanding: | Committed but not yet complete
| SW total | 3 units

## CPN Portfolio 6.30.21 (hidden)
Table of Operating Power Plants and Projects Under Construction as of June 30, 2021
[7 empty] | Calpine Net | Calpine Net
|  |  |  | U.S. State or |  | Calpine | Interest | Interest With
|  |  | NERC | Canadian |  | Interest | Baseload | Peaking
| SEGMENT /Power Plant |  | Region | Province | Technology | Percentage | (MW) (1)(3) | (MW) (2)(3) |  |  | Count of Plants
| WEST | [7 empty] | Count
Geothermal
| McCabe #5 & #6 |  | WECC | CA | Renewable | 100% | 84 | 84 | 1 |  | 1
| Ridge Line #7 & #8 |  | WECC | CA | Renewable | 100% | 76 | 76 | 2 |  | 2
| Calistoga |  | WECC | CA | Renewable | 100% | 69 | 69 | 3 |  | 3
| Eagle Rock |  | WECC | CA | Renewable | 100% | 68 | 68 | 4 |  | 4
| Big Geysers |  | WECC | CA | Renewable | 100% | 61 | 61 | 5 |  | 5
| Lake View |  | WECC | CA | Renewable | 100% | 54 | 54 | 8 |  | 6
| Quicksilver |  | WECC | CA | Renewable | 100% | 53 | 53 | 6 |  | 7
| Sonoma |  | WECC | CA | Renewable | 100% | 53 | 53 | 12 |  | 8
| Cobb Creek |  | WECC | CA | Renewable | 100% | 51 | 51 | 7 |  | 9
| Socrates |  | WECC | CA | Renewable | 100% | 50 | 50 | 9 |  | 10
| Sulphur Springs |  | WECC | CA | Renewable | 100% | 47 | 47 | 10 |  | 11
| Grant |  | WECC | CA | Renewable | 100% | 41 | 41 | 11 |  | 12
| Aidlin |  | WECC | CA | Renewable | 100% | 18 | 18 | #REF! |  | 13
Natural Gas-Fired
| Delta Energy Center |  | WECC | CA | Combined Cycle | 100% | 835 | 857 | #REF! |  | 14
| Pastoria Energy Facility |  | WECC | CA | Combined Cycle | 100% | 780 | 759 | #REF! |  | 15
| Hermiston Power Project |  | WECC | OR | Combined Cycle | 100% | 566 | 635 | #REF! |  | 16
| Russell City Energy Center(4) |  | WECC | CA | Combined Cycle | 100% | 572 | 619 |  |  | 17
| Otay Mesa Energy Center |  | WECC | CA | Combined Cycle | 100% | 513 | 608 | #REF! |  | 18
| Metcalf Energy Center |  | WECC | CA | Combined Cycle | 100% | 584 | 625 | #REF! |  | 19
| Sutter Energy Center |  | WECC | CA | Combined Cycle | 100% | 542 | 578 | #REF! |  | 20
| Los Medanos Energy Center |  | WECC | CA | Cogen | 100% | 518 | 572 | #REF! |  | 21
| South Point Energy Center |  | WECC | AZ | Combined Cycle | 100% | 520 | 530 | #REF! |  | 22
| Los Esteros Critical Energy Facility |  | WECC | CA | Combined Cycle | 100% | 243 | 309 | 6 |  | 23
| Gilroy Energy Center |  | WECC | CA | Simple Cycle | 100% | 0 | 141 | #REF! |  | 24
| Gilroy Cogeneration Plant |  | WECC | CA | Combined Cycle | 100% | 109 | 130 | #REF! |  | 25
| King City Cogeneration Plant |  | WECC | CA | Combined Cycle | 100% | 120 | 120 | #REF! |  | 26
| Wolfskill Energy Center |  | WECC | CA | Simple Cycle | 100% | 0 | 48 | #REF! |  | 27
| Yuba City Energy Center |  | WECC | CA | Simple Cycle | 100% | 0 | 47 | #REF! |  | 28
| Feather River Energy Center |  | WECC | CA | Simple Cycle | 100% | 0 | 47 | #REF! |  | 29
| Creed Energy Center |  | WECC | CA | Simple Cycle | 100% | 0 | 47 | #REF! |  | 30
| Lambie Energy Center |  | WECC | CA | Simple Cycle | 100% | 0 | 47 | #REF! |  | 31
| Goose Haven Energy Center |  | WECC | CA | Simple Cycle | 100% | 0 | 47 | #REF! |  | 32
| Riverview Energy Center |  | WECC | CA | Simple Cycle | 100% | 0 | 47 | #REF! |  | 33
| King City Peaking Energy Center |  | WECC | CA | Simple Cycle | 100% | 0 | 44 | #REF! |  | 34
| Agnews Power Plant |  | WECC | CA | Combined Cycle | 100% | 28 | 28 | #REF! |  | 35
Energy Storage Assets
| Santa Ana Storage Project(5) |  | WECC | CA | Battery Storage | 100% | 20 | 20 |  |  | 36
| Subtotal | [5 empty] | 6675 | 7630 | #REF!
TEXAS
| Deer Park Energy Center |  | TRE | TX | Cogen | 100% | 1116 | 1217 |  |  | 37
| Guadalupe Energy Center |  | TRE | TX | Combined Cycle | 100% | 1049 | 1040 |  |  | 38
| Baytown Energy Center |  | TRE | TX | Cogen | 100% | 810 | 896 | #REF! |  | 39
| Channel Energy Center |  | TRE | TX | Cogen | 100% | 752 | 837 | #REF! |  | 40
| Pasadena Power Plant(6) |  | TRE | TX | Cogen/Combined Cycle | 100% | 763 | 781 | #REF! |  | 41
| Bosque Energy Center |  | TRE | TX | Combined Cycle | 100% | 760 | 782 |  |  | 42
| Freestone Energy Center |  | TRE | TX | Combined Cycle | 75% | 809 | 776 | #REF! |  | 43
| Magic Valley Generating Station |  | TRE | TX | Combined Cycle | 100% | 682 | 712 | #REF! |  | 44
| Jack A. Fusco Energy Center(7) |  | TRE | TX | Combined Cycle | 100% | 523 | 609 | #REF! |  | 45
| Corpus Christi Energy Center |  | TRE | TX | Cogen | 100% | 446 | 520 | #REF! |  | 46
| Texas City Power Plant |  | TRE | TX | Cogen | 100% | 400 | 453 | #REF! |  | 47
| Hidalgo Energy Center |  | TRE | TX | Combined Cycle | 78.5% | 397 | 379 | #REF! |  | 48
| Subtotal | [5 empty] | 8507 | 9002 | #REF!
EAST
| Bethlehem Energy Center(8) |  | RFC | PA | Combined Cycle | 100% | 960 | 1130 |  |  | 49
| Hay Road Energy Center(8) |  | RFC | DE | Combined Cycle | 100% | 931 | 1130 | #REF! |  | 50
| York 2 Energy Center(8) |  | RFC | PA | Combined Cycle | 100% | 668 | 828 |  |  | 51
| Morgan Energy Center |  | SERC | AL | Cogen | 100% | 720 | 807 | #REF! |  | 52
| Fore River Energy Center(8) |  | NPCC | MA | Combined Cycle | 100% | 750 | 731 |  |  | 53
| Edge Moor Energy Center(8) |  | RFC | DE | Steam Cycle | 100% | 0 | 725 | #REF! |  | 54
| Granite Ridge Energy Center |  | NPCC | NH | Combined Cycle | 100% | 745 | 695 |  |  | 55
| York Energy Center(8) |  | RFC | PA | Combined Cycle | 100% | 463.5 | 565 | #REF! |  | 56
| Westbrook Energy Center |  | NPCC | ME | Combined Cycle | 100% | 552 | 552 |  |  | 57
| Greenfield Energy Centre(9) |  | NPCC | ON | Combined Cycle | 50% | 422 | 519 | #REF! |  | 58
| Zion Energy Center(8) |  | RFC | IL | Simple Cycle | 100% | 0 | 503 | #REF! |  | 59
| Pine Bluff Energy Center |  | SERC | AR | Cogen | 100% | 184 | 215 | #REF! |  | 60
| Cumberland Energy Center(8) |  | RFC | NJ | Simple Cycle | 100% | 0 | 191 | #REF! |  | 61
| Kennedy International Airport Power Plant(8) |  | NPCC | NY | Cogen | N/A | 110 | 121 | #REF! |  | 62
| Sherman Avenue Energy Center(8) |  | RFC | NJ | Simple Cycle | 100% | 0 | 92 | #REF! |  | 63
| Bethpage Energy Center 3 |  | NPCC | NY | Combined Cycle | 100% | 60 | 80 | #REF! |  | 64
| Carll's Corner Energy Center(8) |  | RFC | NJ | Simple Cycle | 100% | 0 | 73 | #REF! |  | 65
| Mickleton Energy Center |  | RFC | NJ | Simple Cycle | 100% | 0 | 67 | #REF! |  | 66
| Bethpage Power Plant |  | NPCC | NY | Combined Cycle | 100% | 55 | 56 | #REF! |  | 67
| Christiana Energy Center |  | RFC | DE | Simple Cycle | 100% | 0 | 53 | #REF! |  | 68
| Bethpage Peaker |  | NPCC | NY | Simple Cycle | 100% | 0 | 48 | #REF! |  | 69
| Stony Brook Power Plant(8) |  | NPCC | NY | Cogen | 100% | 45 | 47 | #REF! |  | 70
| Tasley Energy Center |  | RFC | VA | Simple Cycle | 100% | 0 | 33 | #REF! |  | 71
| Delaware City Energy Center |  | RFC | DE | Simple Cycle | 100% | 0 | 23 | #REF! |  | 72
| West Energy Center |  | RFC | DE | Simple Cycle | 100% | 0 | 20 | #REF! |  | 73
| Bayview Energy Center |  | RFC | VA | Simple Cycle | 100% | 0 | 12 | #REF! |  | 74
| Crisfield Energy Center |  | RFC | MD | Simple Cycle | 100% | 0 | 10 | #REF! |  | 75
| Vineland Solar Energy Center |  | RFC | NJ | Renewable | 100% | 0 | 4 | #REF! |  | 76 | Total number of plants and Energy Storage Assets
| Subtotal | [5 empty] | 6665.5 | 9330 | #REF! | Total count of pwr plants
| Total operating power plants and batter storage | 76 |  |  |  |  | 21847.5 | 25962
-1 | Natural gas-fired fleet capacities are generally derived on as-built as-designed outputs, including upgrades, based on site specific annual average temperatures and average process steam flows for cogeneration power plants, as applicable. Geothermal capacities are derived from historical generation output and steam reservoir modeling under average ambient conditions (temperatures and rainfall).
-2 | Natural gas-fired fleet peaking capacities are primarily derived on as-built as-designed peaking outputs based on site specific average summer temperatures and include power enhancement features such as heat recovery steam generator duct-firing, gas turbine power augmentation, and/or other power augmentation features. For certain power plants with definitive contracts, capacities at contract conditions have been included. Oil-fired capacities reflect capacity test results. Battery storage capacity is based on installed MW.
-3 | These outputs do not factor in the typical MW loss and recovery profiles over time, which natural-gas fired turbine power plants display associated with their planned major maintenance schedules.
-4 | On January 28, 2020 we purchased the 25% interest in Russell City Energy Center owned by a third party.
-5 | Santa Ana Storage Project is a four-hour duration battery installation (20 MW/80 MWh).
-6 | Pasadena is comprised of 260 MW of cogen technology and 521 MW of combined cycle (non-cogen) technology.
-7 | Formerly our Brazos Valley Power Plant, which was renamed in December 2017.
-8 | These power plants have dual-fuel capability.
-9 | Calpine holds a 50% partnership interest in Greenfield LP through its subsidiaries; however, it is operated by a third party.

## Recon Peaking 6.30.21 (hidden)
Table of Operating Power Plants and Projects Under Advanced Development/Construction Recon
|  | West | Texas | East |  | Total | Check | Notes
| Operating MW Capacities at 12.31.20: | 7590 | 8947 | 9330 |  | 25867
|  | 0 | 0 |  |  | 0
| Operating MW Capacities at 3.31.21: | 7590 | 8947 | 9330 |  | 25867 | 0
Add: | Santa Ana Storage Project (COD) | 20 | 0 | 0 |  | 20 |  | Completed, moved from " Proj under construction" to " Operating"
Add: | Upgrades for the following plants
| Channel( Unit CE1CT2) | 0 | 10 | 0 |  | 10
| Guadalupe( Unit GU3) | 0 | 10 | 0 |  | 10
| Guadalupe( Unit GU4) | 0 | 10 | 0 |  | 10
| Freestone( Unit FR2CT4) | 0 | 7.5 | 0 |  | 7.5 |  | Calpine owns 75% of Freestone, and therefore Calpine's share of Freestone upgrade is 15MW
| Freestone( Unit FR2CT5) | 0 | 7.5 | 0 |  | 7.5 |  | Calpine owns 75% of Freestone, and therefore Calpine's share of Freestone upgrade is 15MW
| Corpus Christi( Unit CR1CT2) | 0 | 10 | 0 |  | 10
| Mtcalf(Unit MFCT1) | 0 | 10 | 0 |  | 10
| Mtcalf(Unit MFCT2) | 0 | 10 | 0 |  | 10
| Operating MW Capacities at 6.30.21: | 7610 | 9022 | 9330 |  | 25962 | 0
Proj under advanced development and construction:
Projects under construction
| Santa Ana Storage Project | 20 |  |  |  | 20
| Total under construction | 20 | 0 | 0 |  | 20 |  | Completed and moved to West Region
Proj under advanced development
|  |  |  | 0 |  | 0
|  |  |  | 0 |  | 0
| Total under construction/ advanced development | 20 | 0 | 0 | 0 | 20
| Grand Total Net Peak Interest | 7610 | 9022 | 9330 |  | 25962 | 0
~MW Upgrade
| Pasadena (SW) | 2Q10 - 1 unit |  |  |  | 10
| Deer Park (SW) | 4Q09 - 1 unit, 2Q10 - 2 units, 2Q12 - 1 unit |  |  |  | 44
| Baytown (SW) | 1Q11 - 1 unit, 2Q11 - 2 units |  |  |  | 42
| Brazos Valley (GE) | 1Q11 - 2 units |  |  |  | 12
| Westbrook (GE) | 2Q11 - 1 unit, 2Q12 - 1 unit |  |  |  | 15
| Los Medanos (GE) | 2Q11 - 2 units |  |  |  | 12
| Delta (SW) | 2Q08 - 1 unit |  |  |  | 15
| Hermiston (SW) | 4Q11 - 2 units |  |  |  | 19
| Pastoria (GE) | 2Q12 - 2 units |  |  |  | 20
| Magic Valley (SW) | 2Q13 - 1 unit |  |  |  | 10
| Magic Valley (SW) | 2Q14 - 1 unit |  |  |  | 10
209
| SW total | 13 units
| GE total | 8 units
| Outstanding: | Committed but not yet complete
| SW total | 3 units

## Recon Baseload 6.30.21 (hidden)
Table of Operating Power Plants and Projects Under Advanced Development/Construction Recon
|  | West | Texas | East |  | Total | Check | Notes
| Operating MW Capacities at 12.31.20: | 6635 | 8452 | 6665.5 |  | 21752.5
| Operating MW Capacities at 3.31.21: | 6635 | 8452 | 6665.5 |  | 21752.5 | 0
Add: | Santa Ana Storage Project (COD) | 0 | 0 | 0 |  | 0 |  | Completed, moved from " Proj under construction" to " Operating"
Add: | Upgrades for the following plants
| Channel( Unit CE1CT2) | 0 | 10 | 0 |  | 10
| Guadalupe( Unit GU3) | 0 | 10 | 0 |  | 10
| Guadalupe( Unit GU4) | 0 | 10 | 0 |  | 10
| Freestone( Unit FR2CT4) | 0 | 7.5 | 0 |  | 7.5
| Freestone( Unit FR2CT5) | 0 | 7.5 | 0 |  | 7.5
| Corpus Christi( Unit CR1CT2) | 0 | 10 | 0 |  | 10
| Mtcalf(Unit MFCT1) | 0 | 10 | 0 |  | 10
| Mtcalf(Unit MFCT2) | 0 | 10 | 0 |  | 10
| Operating MW Capacities at 6.30.21: |  | 75 |  |  | 75
Proj under construction and advanced development :
Projects under construction
| Santa Ana Storage Project | 0 | 0 | 0 |  | 0 |  | Completed and moved to West Region
| Total under construction | 0 | 0 | 0 | 0 | 0
Proj under advanced development
| Total under construction/advanced development | 0 | 0 | 0 |  | 0
| Grand Total Net Base load Interest | 6635 | 8527 | 6665.5 |  | 21827.5 | -20
~MW Upgrade
| Pasadena (SW) | 2Q10 - 1 unit |  |  |  | 10
| Deer Park (SW) | 4Q09 - 1 unit, 2Q10 - 2 units, 2Q12 - 1 unit |  |  |  | 44
| Baytown (SW) | 1Q11 - 1 unit, 2Q11 - 2 units |  |  |  | 42
| Brazos Valley (GE) | 1Q11 - 2 units |  |  |  | 12
| Westbrook (GE) | 2Q11 - 1 unit, 2Q12 - 1 unit |  |  |  | 15
| Los Medanos (GE) | 2Q11 - 2 units |  |  |  | 12
| Delta (SW) | 2Q08 - 1 unit |  |  |  | 15
| Hermiston (SW) | 4Q11 - 2 units |  |  |  | 19
| Pastoria (GE) | 2Q12 - 2 units |  |  |  | 20
| Magic Valley (SW) | 2Q13 - 1 unit |  |  |  | 10
| Magic Valley (SW) | 2Q14 - 1 unit |  |  |  | 10
209
| SW total | 13 units
| GE total | 8 units
| Outstanding: | Committed but not yet complete
| SW total | 3 units

## CPN Portfolio 3.31.21 (hidden)
Table of Operating Power Plants and Projects Under Construction as of March 31, 2021
[7 empty] | Calpine Net | Calpine Net
|  |  |  | U.S. State or |  | Calpine | Interest | Interest With
|  |  | NERC | Canadian |  | Interest | Baseload | Peaking
| SEGMENT /Power Plant |  | Region | Province | Technology | Percentage | (MW) (1)(3) | (MW) (2)(3) |  |  | Count of Plants
| WEST | [7 empty] | Count
Geothermal
| McCabe #5 & #6 |  | WECC | CA | Renewable | 100% | 84 | 84 | 1 |  | 1
| Ridge Line #7 & #8 |  | WECC | CA | Renewable | 100% | 76 | 76 | 2 |  | 2
| Calistoga |  | WECC | CA | Renewable | 100% | 69 | 69 | 3 |  | 3
| Eagle Rock |  | WECC | CA | Renewable | 100% | 68 | 68 | 4 |  | 4
| Big Geysers |  | WECC | CA | Renewable | 100% | 61 | 61 | 5 |  | 5
| Lake View |  | WECC | CA | Renewable | 100% | 54 | 54 | 8 |  | 6
| Quicksilver |  | WECC | CA | Renewable | 100% | 53 | 53 | 6 |  | 7
| Sonoma |  | WECC | CA | Renewable | 100% | 53 | 53 | 12 |  | 8
| Cobb Creek |  | WECC | CA | Renewable | 100% | 51 | 51 | 7 |  | 9
| Socrates |  | WECC | CA | Renewable | 100% | 50 | 50 | 9 |  | 10
| Sulphur Springs |  | WECC | CA | Renewable | 100% | 47 | 47 | 10 |  | 11
| Grant |  | WECC | CA | Renewable | 100% | 41 | 41 | 11 |  | 12
| Aidlin |  | WECC | CA | Renewable | 100% | 18 | 18 | #REF! |  | 13
Natural Gas-Fired
| Delta Energy Center |  | WECC | CA | Combined Cycle | 100% | 835 | 857 | #REF! |  | 14
| Pastoria Energy Facility |  | WECC | CA | Combined Cycle | 100% | 780 | 759 | #REF! |  | 15
| Hermiston Power Project |  | WECC | OR | Combined Cycle | 100% | 566 | 635 | #REF! |  | 16
| Russell City Energy Center(4) |  | WECC | CA | Combined Cycle | 100% | 572 | 619 |  |  | 17
| Otay Mesa Energy Center |  | WECC | CA | Combined Cycle | 100% | 513 | 608 | #REF! |  | 18
| Metcalf Energy Center |  | WECC | CA | Combined Cycle | 100% | 564 | 605 | #REF! |  | 19
| Sutter Energy Center |  | WECC | CA | Combined Cycle | 100% | 542 | 578 | #REF! |  | 20
| Los Medanos Energy Center |  | WECC | CA | Cogen | 100% | 518 | 572 | #REF! |  | 21
| South Point Energy Center |  | WECC | AZ | Combined Cycle | 100% | 520 | 530 | #REF! |  | 22
| Los Esteros Critical Energy Facility |  | WECC | CA | Combined Cycle | 100% | 243 | 309 | 6 |  | 23
| Gilroy Energy Center |  | WECC | CA | Simple Cycle | 100% | 0 | 141 | #REF! |  | 24
| Gilroy Cogeneration Plant |  | WECC | CA | Combined Cycle | 100% | 109 | 130 | #REF! |  | 25
| King City Cogeneration Plant |  | WECC | CA | Combined Cycle | 100% | 120 | 120 | #REF! |  | 26
| Wolfskill Energy Center |  | WECC | CA | Simple Cycle | 100% | 0 | 48 | #REF! |  | 27
| Yuba City Energy Center |  | WECC | CA | Simple Cycle | 100% | 0 | 47 | #REF! |  | 28
| Feather River Energy Center |  | WECC | CA | Simple Cycle | 100% | 0 | 47 | #REF! |  | 29
| Creed Energy Center |  | WECC | CA | Simple Cycle | 100% | 0 | 47 | #REF! |  | 30
| Lambie Energy Center |  | WECC | CA | Simple Cycle | 100% | 0 | 47 | #REF! |  | 31
| Goose Haven Energy Center |  | WECC | CA | Simple Cycle | 100% | 0 | 47 | #REF! |  | 32
| Riverview Energy Center |  | WECC | CA | Simple Cycle | 100% | 0 | 47 | #REF! |  | 33
| King City Peaking Energy Center |  | WECC | CA | Simple Cycle | 100% | 0 | 44 | #REF! |  | 34
| Agnews Power Plant |  | WECC | CA | Combined Cycle | 100% | 28 | 28 | #REF! |  | 35
| Subtotal | [5 empty] | 6635 | 7590 | #REF!
TEXAS
| Deer Park Energy Center |  | TRE | TX | Cogen | 100% | 1116 | 1217 |  |  | 36
| Guadalupe Energy Center |  | TRE | TX | Combined Cycle | 100% | 1029 | 1020 |  |  | 37
| Baytown Energy Center |  | TRE | TX | Cogen | 100% | 810 | 896 | #REF! |  | 38
| Channel Energy Center |  | TRE | TX | Cogen | 100% | 742 | 827 | #REF! |  | 39
| Pasadena Power Plant(5) |  | TRE | TX | Cogen/Combined Cycle | 100% | 763 | 781 | #REF! |  | 40
| Bosque Energy Center |  | TRE | TX | Combined Cycle | 100% | 760 | 782 |  |  | 41
| Freestone Energy Center |  | TRE | TX | Combined Cycle | 75% | 794 | 761 | #REF! |  | 42
| Magic Valley Generating Station |  | TRE | TX | Combined Cycle | 100% | 682 | 712 | #REF! |  | 43
| Jack A. Fusco Energy Center(6) |  | TRE | TX | Combined Cycle | 100% | 523 | 609 | #REF! |  | 44
| Corpus Christi Energy Center |  | TRE | TX | Cogen | 100% | 436 | 510 | #REF! |  | 45
| Texas City Power Plant |  | TRE | TX | Cogen | 100% | 400 | 453 | #REF! |  | 46
| Hidalgo Energy Center |  | TRE | TX | Combined Cycle | 78.5% | 397 | 379 | #REF! |  | 47
| Subtotal | [5 empty] | 8452 | 8947 | #REF!
EAST
| Bethlehem Energy Center(7) |  | RFC | PA | Combined Cycle | 100% | 960 | 1130 |  |  | 48
| Hay Road Energy Center(7) |  | RFC | DE | Combined Cycle | 100% | 931 | 1130 | #REF! |  | 49
| York 2 Energy Center(7) |  | RFC | PA | Combined Cycle | 100% | 668 | 828 |  |  | 50
| Morgan Energy Center |  | SERC | AL | Cogen | 100% | 720 | 807 | #REF! |  | 51
| Fore River Energy Center(7) |  | NPCC | MA | Combined Cycle | 100% | 750 | 731 |  |  | 52
| Edge Moor Energy Center(7) |  | RFC | DE | Steam Cycle | 100% | 0 | 725 | #REF! |  | 53
| Granite Ridge Energy Center |  | NPCC | NH | Combined Cycle | 100% | 745 | 695 |  |  | 54
| York Energy Center(7) |  | RFC | PA | Combined Cycle | 100% | 463.5 | 565 | #REF! |  | 55
| Westbrook Energy Center |  | NPCC | ME | Combined Cycle | 100% | 552 | 552 |  |  | 56
| Greenfield Energy Centre(8) |  | NPCC | ON | Combined Cycle | 50% | 422 | 519 | #REF! |  | 57
| Zion Energy Center(7) |  | RFC | IL | Simple Cycle | 100% | 0 | 503 | #REF! |  | 58
| Pine Bluff Energy Center |  | SERC | AR | Cogen | 100% | 184 | 215 | #REF! |  | 59
| Cumberland Energy Center(7) |  | RFC | NJ | Simple Cycle | 100% | 0 | 191 | #REF! |  | 60
| Kennedy International Airport Power Plant(7) |  | NPCC | NY | Cogen | N/A | 110 | 121 | #REF! |  | 61
| Sherman Avenue Energy Center(7) |  | RFC | NJ | Simple Cycle | 100% | 0 | 92 | #REF! |  | 62
| Bethpage Energy Center 3 |  | NPCC | NY | Combined Cycle | 100% | 60 | 80 | #REF! |  | 63
| Carll's Corner Energy Center(7) |  | RFC | NJ | Simple Cycle | 100% | 0 | 73 | #REF! |  | 64
| Mickleton Energy Center |  | RFC | NJ | Simple Cycle | 100% | 0 | 67 | #REF! |  | 65
| Bethpage Power Plant |  | NPCC | NY | Combined Cycle | 100% | 55 | 56 | #REF! |  | 66
| Christiana Energy Center |  | RFC | DE | Simple Cycle | 100% | 0 | 53 | #REF! |  | 67
| Bethpage Peaker |  | NPCC | NY | Simple Cycle | 100% | 0 | 48 | #REF! |  | 68
| Stony Brook Power Plant(7) |  | NPCC | NY | Cogen | 100% | 45 | 47 | #REF! |  | 69
| Tasley Energy Center |  | RFC | VA | Simple Cycle | 100% | 0 | 33 | #REF! |  | 70
| Delaware City Energy Center |  | RFC | DE | Simple Cycle | 100% | 0 | 23 | #REF! |  | 71
| West Energy Center |  | RFC | DE | Simple Cycle | 100% | 0 | 20 | #REF! |  | 72
| Bayview Energy Center |  | RFC | VA | Simple Cycle | 100% | 0 | 12 | #REF! |  | 73
| Crisfield Energy Center |  | RFC | MD | Simple Cycle | 100% | 0 | 10 | #REF! |  | 74
| Vineland Solar Energy Center |  | RFC | NJ | Renewable | 100% | 0 | 4 | #REF! |  | 75 | Total number of plants
| Subtotal | [5 empty] | 6665.5 | 9330 | #REF! | Total count of pwr plants
| Total operating power plants | 75 |  |  |  |  | 21752.5 | 25867
Projects Under Construction
| Santa Ana Storage Project(9) |  | WECC | CA | Battery Storage | 100% | 0 | 20
| Total operating power plants and projects under construction | [5 empty] | 21752.5 | 25887
-1 | Natural gas-fired fleet capacities are generally derived on as-built as-designed outputs, including upgrades, based on site specific annual average temperatures and average process steam flows for cogeneration power plants, as applicable. Geothermal capacities are derived from historical generation output and steam reservoir modeling under average ambient conditions (temperatures and rainfall).
-2 | Natural gas-fired fleet peaking capacities are primarily derived on as-built as-designed peaking outputs based on site specific average summer temperatures and include power enhancement features such as heat recovery steam generator duct-firing, gas turbine power augmentation, and/or other power augmentation features. For certain power plants with definitive contracts, capacities at contract conditions have been included. Oil-fired capacities reflect capacity test results. Battery storage capacity is based on installed MW.
-3 | These outputs do not factor in the typical MW loss and recovery profiles over time, which natural-gas fired turbine power plants display associated with their planned major maintenance schedules.
-4 | On January 28, 2020 we purchased the 25% interest in Russell City Energy Center owned by a third party.
-5 | Pasadena is comprised of 260 MW of cogen technology and 521 MW of combined cycle (non-cogen) technology.
-6 | Formerly our Brazos Valley Power Plant, which was renamed in December 2017.
-7 | These power plants have dual-fuel capability.
-8 | Calpine holds a 50% partnership interest in Greenfield LP through its subsidiaries; however, it is operated by a third party.
-9 | Santa Ana Storage Project is a four-hour duration battery installation (20 MW/80 MWh).

## Recon Peaking 3.31.21 (hidden)
Table of Operating Power Plants and Projects Under Advanced Development/Construction Recon
|  | West | Texas | East |  | Total | Check | Notes
| Operating MW Capacities at 12.31.20: | 7590 | 8947 | 9330 |  | 25867
|  | 0 | 0 |  |  | 0
| Operating MW Capacities at 3.31.21: | 7590 | 8947 | 9330 |  | 25867 | -95
Proj under advanced development and construction:
Projects under construction
| Santa Ana Storage Project | 20 |  |  |  | 20
| Total under construction | 20 | 0 | 0 |  | 20
Proj under advanced development
|  |  |  | 0 |  | 0
|  |  |  | 0 |  | 0
| Total under construction/ advanced development | 20 | 0 | 0 | 0 | 20
| Grand Total Net Peak Interest | 7610 | 8947 | 9330 |  | 25887 | 0
~MW Upgrade
| Pasadena (SW) | 2Q10 - 1 unit |  |  |  | 10
| Deer Park (SW) | 4Q09 - 1 unit, 2Q10 - 2 units, 2Q12 - 1 unit |  |  |  | 44
| Baytown (SW) | 1Q11 - 1 unit, 2Q11 - 2 units |  |  |  | 42
| Brazos Valley (GE) | 1Q11 - 2 units |  |  |  | 12
| Westbrook (GE) | 2Q11 - 1 unit, 2Q12 - 1 unit |  |  |  | 15
| Los Medanos (GE) | 2Q11 - 2 units |  |  |  | 12
| Delta (SW) | 2Q08 - 1 unit |  |  |  | 15
| Hermiston (SW) | 4Q11 - 2 units |  |  |  | 19
| Pastoria (GE) | 2Q12 - 2 units |  |  |  | 20
| Magic Valley (SW) | 2Q13 - 1 unit |  |  |  | 10
| Magic Valley (SW) | 2Q14 - 1 unit |  |  |  | 10
209
| SW total | 13 units
| GE total | 8 units
| Outstanding: | Committed but not yet complete
| SW total | 3 units

## Recon Baseload 3.31.21 (hidden)
Table of Operating Power Plants and Projects Under Advanced Development/Construction Recon
|  | West | Texas | East |  | Total | Check | Notes
| Operating MW Capacities at 12.31.20: | 6635 | 8452 | 6665.5 |  | 21752.5
| Operating MW Capacities at 3.31.21: | 6635 | 8452 | 6665.5 |  | 21752.5 | 0
Proj under construction and advanced development :
Projects under construction
| Santa Ana Storage Project | 0 |  |  |  | 0
| Total under construction | 0 | 0 | 0 | 0 | 0
Proj under advanced development
| Total under construction/advanced development | 0 | 0 | 0 |  | 0
| Grand Total Net Base load Interest | 6635 | 8452 | 6665.5 |  | 21752.5 | 0
~MW Upgrade
| Pasadena (SW) | 2Q10 - 1 unit |  |  |  | 10
| Deer Park (SW) | 4Q09 - 1 unit, 2Q10 - 2 units, 2Q12 - 1 unit |  |  |  | 44
| Baytown (SW) | 1Q11 - 1 unit, 2Q11 - 2 units |  |  |  | 42
| Brazos Valley (GE) | 1Q11 - 2 units |  |  |  | 12
| Westbrook (GE) | 2Q11 - 1 unit, 2Q12 - 1 unit |  |  |  | 15
| Los Medanos (GE) | 2Q11 - 2 units |  |  |  | 12
| Delta (SW) | 2Q08 - 1 unit |  |  |  | 15
| Hermiston (SW) | 4Q11 - 2 units |  |  |  | 19
| Pastoria (GE) | 2Q12 - 2 units |  |  |  | 20
| Magic Valley (SW) | 2Q13 - 1 unit |  |  |  | 10
| Magic Valley (SW) | 2Q14 - 1 unit |  |  |  | 10
209
| SW total | 13 units
| GE total | 8 units
| Outstanding: | Committed but not yet complete
| SW total | 3 units

## CPN Portfolio 12.31.20 (hidden)
Table of Operating Power Plants and Projects Under Construction as of December 31, 2020
[7 empty] | Calpine Net | Calpine Net
|  |  |  | U.S. State or |  | Calpine | Interest | Interest With
|  |  | NERC | Canadian |  | Interest | Baseload | Peaking
| SEGMENT /Power Plant |  | Region | Province | Technology | Percentage | (MW) (1)(3) | (MW) (2)(3) |  |  | Count of Plants
| WEST | [7 empty] | Count
Geothermal
| McCabe #5 & #6 |  | WECC | CA | Renewable | 100% | 84 | 84 | 1 |  | 1
| Ridge Line #7 & #8 |  | WECC | CA | Renewable | 100% | 76 | 76 | 2 |  | 2
| Calistoga |  | WECC | CA | Renewable | 100% | 69 | 69 | 3 |  | 3
| Eagle Rock |  | WECC | CA | Renewable | 100% | 68 | 68 | 4 |  | 4
| Big Geysers |  | WECC | CA | Renewable | 100% | 61 | 61 | 5 |  | 5
| Lake View |  | WECC | CA | Renewable | 100% | 54 | 54 | 8 |  | 6
| Quicksilver |  | WECC | CA | Renewable | 100% | 53 | 53 | 6 |  | 7
| Sonoma |  | WECC | CA | Renewable | 100% | 53 | 53 | 12 |  | 8
| Cobb Creek |  | WECC | CA | Renewable | 100% | 51 | 51 | 7 |  | 9
| Socrates |  | WECC | CA | Renewable | 100% | 50 | 50 | 9 |  | 10
| Sulphur Springs |  | WECC | CA | Renewable | 100% | 47 | 47 | 10 |  | 11
| Grant |  | WECC | CA | Renewable | 100% | 41 | 41 | 11 |  | 12
| Aidlin |  | WECC | CA | Renewable | 100% | 18 | 18 | #REF! |  | 13
Natural Gas-Fired
| Delta Energy Center |  | WECC | CA | Combined Cycle | 100% | 835 | 857 | #REF! |  | 14
| Pastoria Energy Facility |  | WECC | CA | Combined Cycle | 100% | 780 | 759 | #REF! |  | 15
| Hermiston Power Project |  | WECC | OR | Combined Cycle | 100% | 566 | 635 | #REF! |  | 16
| Russell City Energy Center(4) |  | WECC | CA | Combined Cycle | 100% | 572 | 619 |  |  | 17
| Otay Mesa Energy Center |  | WECC | CA | Combined Cycle | 100% | 513 | 608 | #REF! |  | 18
| Metcalf Energy Center |  | WECC | CA | Combined Cycle | 100% | 564 | 605 | #REF! |  | 19
| Sutter Energy Center |  | WECC | CA | Combined Cycle | 100% | 542 | 578 | #REF! |  | 20
| Los Medanos Energy Center |  | WECC | CA | Cogen | 100% | 518 | 572 | #REF! |  | 21
| South Point Energy Center |  | WECC | AZ | Combined Cycle | 100% | 520 | 530 | #REF! |  | 22
| Los Esteros Critical Energy Facility |  | WECC | CA | Combined Cycle | 100% | 243 | 309 | 6 |  | 23
| Gilroy Energy Center |  | WECC | CA | Simple Cycle | 100% | 0 | 141 | #REF! |  | 24
| Gilroy Cogeneration Plant |  | WECC | CA | Combined Cycle | 100% | 109 | 130 | #REF! |  | 25
| King City Cogeneration Plant |  | WECC | CA | Combined Cycle | 100% | 120 | 120 | #REF! |  | 26
| Wolfskill Energy Center |  | WECC | CA | Simple Cycle | 100% | 0 | 48 | #REF! |  | 27
| Yuba City Energy Center |  | WECC | CA | Simple Cycle | 100% | 0 | 47 | #REF! |  | 28
| Feather River Energy Center |  | WECC | CA | Simple Cycle | 100% | 0 | 47 | #REF! |  | 29
| Creed Energy Center |  | WECC | CA | Simple Cycle | 100% | 0 | 47 | #REF! |  | 30
| Lambie Energy Center |  | WECC | CA | Simple Cycle | 100% | 0 | 47 | #REF! |  | 31
| Goose Haven Energy Center |  | WECC | CA | Simple Cycle | 100% | 0 | 47 | #REF! |  | 32
| Riverview Energy Center |  | WECC | CA | Simple Cycle | 100% | 0 | 47 | #REF! |  | 33
| King City Peaking Energy Center |  | WECC | CA | Simple Cycle | 100% | 0 | 44 | #REF! |  | 34
| Agnews Power Plant |  | WECC | CA | Combined Cycle | 100% | 28 | 28 | #REF! |  | 35
| Subtotal | [5 empty] | 6635 | 7590 | #REF!
TEXAS
| Deer Park Energy Center |  | TRE | TX | Cogen | 100% | 1116 | 1217 |  |  | 36
| Guadalupe Energy Center |  | TRE | TX | Combined Cycle | 100% | 1029 | 1020 |  |  | 37
| Baytown Energy Center |  | TRE | TX | Cogen | 100% | 810 | 896 | #REF! |  | 38
| Channel Energy Center |  | TRE | TX | Cogen | 100% | 742 | 827 | #REF! |  | 39
| Pasadena Power Plant(5) |  | TRE | TX | Cogen/Combined Cycle | 100% | 763 | 781 | #REF! |  | 40
| Bosque Energy Center |  | TRE | TX | Combined Cycle | 100% | 760 | 782 |  |  | 41
| Freestone Energy Center |  | TRE | TX | Combined Cycle | 75% | 794 | 761 | #REF! |  | 42
| Magic Valley Generating Station |  | TRE | TX | Combined Cycle | 100% | 682 | 712 | #REF! |  | 43
| Jack A. Fusco Energy Center(6) |  | TRE | TX | Combined Cycle | 100% | 523 | 609 | #REF! |  | 44
| Corpus Christi Energy Center |  | TRE | TX | Cogen | 100% | 436 | 510 | #REF! |  | 45
| Texas City Power Plant |  | TRE | TX | Cogen | 100% | 400 | 453 | #REF! |  | 46
| Hidalgo Energy Center |  | TRE | TX | Combined Cycle | 78.5% | 397 | 379 | #REF! |  | 47
| Subtotal | [5 empty] | 8452 | 8947 | #REF!
EAST
| Bethlehem Energy Center(7) |  | RFC | PA | Combined Cycle | 100% | 960 | 1130 |  |  | 48
| Hay Road Energy Center(7) |  | RFC | DE | Combined Cycle | 100% | 931 | 1130 | #REF! |  | 49
| York 2 Energy Center(7) |  | RFC | PA | Combined Cycle | 100% | 668 | 828 |  |  | 50
| Morgan Energy Center |  | SERC | AL | Cogen | 100% | 720 | 807 | #REF! |  | 51
| Fore River Energy Center(7) |  | NPCC | MA | Combined Cycle | 100% | 750 | 731 |  |  | 52
| Edge Moor Energy Center(7) |  | RFC | DE | Steam Cycle | 100% | 0 | 725 | #REF! |  | 53
| Granite Ridge Energy Center |  | NPCC | NH | Combined Cycle | 100% | 745 | 695 |  |  | 54
| York Energy Center(7) |  | RFC | PA | Combined Cycle | 100% | 463.5 | 565 | #REF! |  | 55
| Westbrook Energy Center |  | NPCC | ME | Combined Cycle | 100% | 552 | 552 |  |  | 56
| Greenfield Energy Centre(8) |  | NPCC | ON | Combined Cycle | 50% | 422 | 519 | #REF! |  | 57
| Zion Energy Center(7) |  | RFC | IL | Simple Cycle | 100% | 0 | 503 | #REF! |  | 58
| Pine Bluff Energy Center |  | SERC | AR | Cogen | 100% | 184 | 215 | #REF! |  | 59
| Cumberland Energy Center(7) |  | RFC | NJ | Simple Cycle | 100% | 0 | 191 | #REF! |  | 60
| Kennedy International Airport Power Plant(7) |  | NPCC | NY | Cogen | N/A | 110 | 121 | #REF! |  | 61
| Sherman Avenue Energy Center(7) |  | RFC | NJ | Simple Cycle | 100% | 0 | 92 | #REF! |  | 62
| Bethpage Energy Center 3 |  | NPCC | NY | Combined Cycle | 100% | 60 | 80 | #REF! |  | 63
| Carll's Corner Energy Center(7) |  | RFC | NJ | Simple Cycle | 100% | 0 | 73 | #REF! |  | 64
| Mickleton Energy Center |  | RFC | NJ | Simple Cycle | 100% | 0 | 67 | #REF! |  | 65
| Bethpage Power Plant |  | NPCC | NY | Combined Cycle | 100% | 55 | 56 | #REF! |  | 66
| Christiana Energy Center |  | RFC | DE | Simple Cycle | 100% | 0 | 53 | #REF! |  | 67
| Bethpage Peaker |  | NPCC | NY | Simple Cycle | 100% | 0 | 48 | #REF! |  | 68
| Stony Brook Power Plant(7) |  | NPCC | NY | Cogen | 100% | 45 | 47 | #REF! |  | 69
| Tasley Energy Center |  | RFC | VA | Simple Cycle | 100% | 0 | 33 | #REF! |  | 70
| Delaware City Energy Center |  | RFC | DE | Simple Cycle | 100% | 0 | 23 | #REF! |  | 71
| West Energy Center |  | RFC | DE | Simple Cycle | 100% | 0 | 20 | #REF! |  | 72
| Bayview Energy Center |  | RFC | VA | Simple Cycle | 100% | 0 | 12 | #REF! |  | 73
| Crisfield Energy Center |  | RFC | MD | Simple Cycle | 100% | 0 | 10 | #REF! |  | 74
| Vineland Solar Energy Center |  | RFC | NJ | Renewable | 100% | 0 | 4 | #REF! |  | 75 | Total number of plants
| Subtotal | [5 empty] | 6665.5 | 9330 | #REF! | Total count of pwr plants
| Total operating power plants | 75 |  |  |  |  | 21752.5 | 25867
Projects Under Construction
| Santa Ana Storage Project(9) |  | WECC | CA | Battery Storage | 100% | 0 | 20
| Total operating power plants and projects under contruction | [5 empty] | 21752.5 | 25887
-1 | Natural gas-fired fleet capacities are generally derived on as-built as-designed outputs, including upgrades, based on site specific annual average temperatures and average process steam flows for cogeneration power plants, as applicable. Geothermal capacities are derived from historical generation output and steam reservoir modeling under average ambient conditions (temperatures and rainfall).
-2 | Natural gas-fired fleet peaking capacities are primarily derived on as-built as-designed peaking outputs based on site specific average summer temperatures and include power enhancement features such as heat recovery steam generator duct-firing, gas turbine power augmentation, and/or other power augmentation features. For certain power plants with definitive contracts, capacities at contract conditions have been included. Oil-fired capacities reflect capacity test results. Battery storage capacity is based on installed MW.
-3 | These outputs do not factor in the typical MW loss and recovery profiles over time, which natural-gas fired turbine power plants display associated with their planned major maintenance schedules.
-4 | On January 28, 2020 we purchased the 25% interest in Russell City Energy Center owned by a third party.
-5 | Pasadena is comprised of 260 MW of cogen technology and 521 MW of combined cycle (non-cogen) technology.
-6 | Formerly our Brazos Valley Power Plant, which was renamed in December 2017.
-7 | These power plants have dual-fuel capability.
-8 | Calpine holds a 50% partnership interest in Greenfield LP through its subsidiaries; however, it is operated by a third party.
-9 | Santa Ana Storage Project is a four-hour duration battery installation (20 MW/80 MWh).

## Recon Peaking 12.31.20 (hidden)
Table of Operating Power Plants and Projects Under Advanced Development/Construction Recon
|  | West | Texas | East |  | Total | Check | Notes
| Operating MW Capacities at 11.24.20: | 7590 | 8947 | 9330 |  | 25867
|  | 0 | 0 |  |  | 0 |  | Sold
| Operating MW Capacities at 12.31.20: | 7590 | 8947 | 9330 |  | 25867 | 0
Proj under advanced development and construction:
Projects under construction
| Santa Ana Storage Project | 20 |  |  |  | 20
| Total under construction | 20 | 0 | 0 |  | 20
Proj under advanced development
|  |  |  | 0 |  | 0
|  |  |  | 0 |  | 0
| Total under construction/ advanced development | 20 | 0 | 0 | 0 | 20
| Grand Total Net Peak Interest | 7610 | 8947 | 9330 |  | 25887 | 0
~MW Upgrade
| Pasadena (SW) | 2Q10 - 1 unit |  |  |  | 10
| Deer Park (SW) | 4Q09 - 1 unit, 2Q10 - 2 units, 2Q12 - 1 unit |  |  |  | 44
| Baytown (SW) | 1Q11 - 1 unit, 2Q11 - 2 units |  |  |  | 42
| Brazos Valley (GE) | 1Q11 - 2 units |  |  |  | 12
| Westbrook (GE) | 2Q11 - 1 unit, 2Q12 - 1 unit |  |  |  | 15
| Los Medanos (GE) | 2Q11 - 2 units |  |  |  | 12
| Delta (SW) | 2Q08 - 1 unit |  |  |  | 15
| Hermiston (SW) | 4Q11 - 2 units |  |  |  | 19
| Pastoria (GE) | 2Q12 - 2 units |  |  |  | 20
| Magic Valley (SW) | 2Q13 - 1 unit |  |  |  | 10
| Magic Valley (SW) | 2Q14 - 1 unit |  |  |  | 10
209
| SW total | 13 units
| GE total | 8 units
| Outstanding: | Committed but not yet complete
| SW total | 3 units

## Recon Baseload 12.31.20 (hidden)
Table of Operating Power Plants and Projects Under Advanced Development/Construction Recon
|  | West | Texas | East |  | Total | Check | Notes
| Operating MW Capacities at 11.24.20: | 6635 | 8452 | 6665.5 |  | 21752.5
| Operating MW Capacities at 12.31.20: | 6635 | 8452 | 6665.5 |  | 21752.5 | 0
Proj under construction and advanced development :
Projects under construction
| Santa Ana Storage Project | 0 |  |  |  | 0
| Total under construction | 0 | 0 | 0 | 0 | 0
Proj under advanced development
| Total under construction/advanced development | 0 | 0 | 0 |  | 0
| Grand Total Net Base load Interest | 6635 | 8452 | 6665.5 |  | 21752.5 | 0
~MW Upgrade
| Pasadena (SW) | 2Q10 - 1 unit |  |  |  | 10
| Deer Park (SW) | 4Q09 - 1 unit, 2Q10 - 2 units, 2Q12 - 1 unit |  |  |  | 44
| Baytown (SW) | 1Q11 - 1 unit, 2Q11 - 2 units |  |  |  | 42
| Brazos Valley (GE) | 1Q11 - 2 units |  |  |  | 12
| Westbrook (GE) | 2Q11 - 1 unit, 2Q12 - 1 unit |  |  |  | 15
| Los Medanos (GE) | 2Q11 - 2 units |  |  |  | 12
| Delta (SW) | 2Q08 - 1 unit |  |  |  | 15
| Hermiston (SW) | 4Q11 - 2 units |  |  |  | 19
| Pastoria (GE) | 2Q12 - 2 units |  |  |  | 20
| Magic Valley (SW) | 2Q13 - 1 unit |  |  |  | 10
| Magic Valley (SW) | 2Q14 - 1 unit |  |  |  | 10
209
| SW total | 13 units
| GE total | 8 units
| Outstanding: | Committed but not yet complete
| SW total | 3 units

## CPN Portfolio 11.24.20 (hidden)
Table of Operating Power Plants and Projects Under Construction as of November 24, 2020
[7 empty] | Calpine Net | Calpine Net
|  |  |  | U.S. State or |  | Calpine | Interest | Interest With
|  |  | NERC | Canadian |  | Interest | Baseload | Peaking
| SEGMENT /Power Plant |  | Region | Province | Technology | Percentage | (MW) (1)(3) | (MW) (2)(3) |  |  | Count of Plants
| WEST | [7 empty] | Count
Geothermal
| McCabe #5 & #6 |  | WECC | CA | Renewable | 100% | 84 | 84 | 1 |  | 1
| Ridge Line #7 & #8 |  | WECC | CA | Renewable | 100% | 76 | 76 | 2 |  | 2
| Calistoga |  | WECC | CA | Renewable | 100% | 69 | 69 | 3 |  | 3
| Eagle Rock |  | WECC | CA | Renewable | 100% | 68 | 68 | 4 |  | 4
| Big Geysers |  | WECC | CA | Renewable | 100% | 61 | 61 | 5 |  | 5
| Lake View |  | WECC | CA | Renewable | 100% | 54 | 54 | 8 |  | 6
| Quicksilver |  | WECC | CA | Renewable | 100% | 53 | 53 | 6 |  | 7
| Sonoma |  | WECC | CA | Renewable | 100% | 53 | 53 | 12 |  | 8
| Cobb Creek |  | WECC | CA | Renewable | 100% | 51 | 51 | 7 |  | 9
| Socrates |  | WECC | CA | Renewable | 100% | 50 | 50 | 9 |  | 10
| Sulphur Springs |  | WECC | CA | Renewable | 100% | 47 | 47 | 10 |  | 11
| Grant |  | WECC | CA | Renewable | 100% | 41 | 41 | 11 |  | 12
| Aidlin |  | WECC | CA | Renewable | 100% | 18 | 18 | #REF! |  | 13
Natural Gas-Fired
| Delta Energy Center |  | WECC | CA | Combined Cycle | 100% | 835 | 857 | #REF! |  | 14
| Pastoria Energy Facility |  | WECC | CA | Combined Cycle | 100% | 780 | 759 | #REF! |  | 15
| Hermiston Power Project |  | WECC | OR | Combined Cycle | 100% | 566 | 635 | #REF! |  | 16
| Russell City Energy Center(4) |  | WECC | CA | Combined Cycle | 100% | 572 | 619 |  |  | 17
| Otay Mesa Energy Center |  | WECC | CA | Combined Cycle | 100% | 513 | 608 | #REF! |  | 18
| Metcalf Energy Center |  | WECC | CA | Combined Cycle | 100% | 564 | 605 | #REF! |  | 19
| Sutter Energy Center |  | WECC | CA | Combined Cycle | 100% | 542 | 578 | #REF! |  | 20
| Los Medanos Energy Center |  | WECC | CA | Cogen | 100% | 518 | 572 | #REF! |  | 21
| South Point Energy Center |  | WECC | AZ | Combined Cycle | 100% | 520 | 530 | #REF! |  | 22
| Los Esteros Critical Energy Facility |  | WECC | CA | Combined Cycle | 100% | 243 | 309 | 6 |  | 23
| Gilroy Energy Center |  | WECC | CA | Simple Cycle | 100% | 0 | 141 | #REF! |  | 24
| Gilroy Cogeneration Plant |  | WECC | CA | Cogen | 100% | 109 | 130 | #REF! |  | 25
| King City Cogeneration Plant |  | WECC | CA | Cogen | 100% | 120 | 120 | #REF! |  | 26
| Wolfskill Energy Center |  | WECC | CA | Simple Cycle | 100% | 0 | 48 | #REF! |  | 27
| Yuba City Energy Center |  | WECC | CA | Simple Cycle | 100% | 0 | 47 | #REF! |  | 28
| Feather River Energy Center |  | WECC | CA | Simple Cycle | 100% | 0 | 47 | #REF! |  | 29
| Creed Energy Center |  | WECC | CA | Simple Cycle | 100% | 0 | 47 | #REF! |  | 30
| Lambie Energy Center |  | WECC | CA | Simple Cycle | 100% | 0 | 47 | #REF! |  | 31
| Goose Haven Energy Center |  | WECC | CA | Simple Cycle | 100% | 0 | 47 | #REF! |  | 32
| Riverview Energy Center |  | WECC | CA | Simple Cycle | 100% | 0 | 47 | #REF! |  | 33
| King City Peaking Energy Center |  | WECC | CA | Simple Cycle | 100% | 0 | 44 | #REF! |  | 34
| Agnews Power Plant |  | WECC | CA | Combined Cycle | 100% | 28 | 28 | #REF! |  | 35
| Subtotal | [5 empty] | 6635 | 7590 | #REF!
TEXAS
| Deer Park Energy Center |  | TRE | TX | Cogen | 100% | 1116 | 1217 |  |  | 36
| Guadalupe Energy Center |  | TRE | TX | Combined Cycle | 100% | 1029 | 1020 |  |  | 37
| Baytown Energy Center |  | TRE | TX | Cogen | 100% | 810 | 896 | #REF! |  | 38
| Channel Energy Center |  | TRE | TX | Cogen | 100% | 742 | 827 | #REF! |  | 39
| Pasadena Power Plant(5) |  | TRE | TX | Cogen/Combined Cycle | 100% | 763 | 781 | #REF! |  | 40
| Bosque Energy Center |  | TRE | TX | Combined Cycle | 100% | 760 | 782 |  |  | 41
| Freestone Energy Center |  | TRE | TX | Combined Cycle | 75% | 794 | 761 | #REF! |  | 42
| Magic Valley Generating Station |  | TRE | TX | Combined Cycle | 100% | 682 | 712 | #REF! |  | 43
| Jack A. Fusco Energy Center(6) |  | TRE | TX | Combined Cycle | 100% | 523 | 609 | #REF! |  | 44
| Corpus Christi Energy Center |  | TRE | TX | Cogen | 100% | 436 | 510 | #REF! |  | 45
| Texas City Power Plant |  | TRE | TX | Cogen | 100% | 400 | 453 | #REF! |  | 46
| Hidalgo Energy Center |  | TRE | TX | Combined Cycle | 78.5% | 397 | 379 | #REF! |  | 47
| Subtotal | [5 empty] | 8452 | 8947 | #REF!
EAST
| Bethlehem Energy Center(7) |  | RFC | PA | Combined Cycle | 100% | 960 | 1130 |  |  | 48
| Hay Road Energy Center(7) |  | RFC | DE | Combined Cycle | 100% | 931 | 1130 | #REF! |  | 49
| York 2 Energy Center(7) |  | RFC | PA | Combined Cycle | 100% | 668 | 828 |  |  | 50
| Morgan Energy Center |  | SERC | AL | Cogen | 100% | 720 | 807 | #REF! |  | 51
| Fore River Energy Center(7) |  | NPCC | MA | Combined Cycle | 100% | 750 | 731 |  |  | 52
| Edge Moor Energy Center(7) |  | RFC | DE | Steam Cycle | 100% | 0 | 725 | #REF! |  | 53
| Granite Ridge Energy Center |  | NPCC | NH | Combined Cycle | 100% | 745 | 695 |  |  | 54
| York Energy Center(7) |  | RFC | PA | Combined Cycle | 100% | 463.5 | 565 | #REF! |  | 55
| Westbrook Energy Center |  | NPCC | ME | Combined Cycle | 100% | 552 | 552 |  |  | 56
| Greenfield Energy Centre(8) |  | NPCC | ON | Combined Cycle | 50% | 422 | 519 | #REF! |  | 57
| Zion Energy Center(7) |  | RFC | IL | Simple Cycle | 100% | 0 | 503 | #REF! |  | 58
| Pine Bluff Energy Center |  | SERC | AR | Cogen | 100% | 184 | 215 | #REF! |  | 59
| Cumberland Energy Center(7) |  | RFC | NJ | Simple Cycle | 100% | 0 | 191 | #REF! |  | 60
| Kennedy International Airport Power Plant(7) |  | NPCC | NY | Cogen | 100% | 110 | 121 | #REF! |  | 61
| Sherman Avenue Energy Center(7) |  | RFC | NJ | Simple Cycle | 100% | 0 | 92 | #REF! |  | 62
| Bethpage Energy Center 3 |  | NPCC | NY | Combined Cycle | 100% | 60 | 80 | #REF! |  | 63
| Carll's Corner Energy Center(7) |  | RFC | NJ | Simple Cycle | 100% | 0 | 73 | #REF! |  | 64
| Mickleton Energy Center |  | RFC | NJ | Simple Cycle | 100% | 0 | 67 | #REF! |  | 65
| Bethpage Power Plant |  | NPCC | NY | Combined Cycle | 100% | 55 | 56 | #REF! |  | 66
| Christiana Energy Center |  | RFC | DE | Simple Cycle | 100% | 0 | 53 | #REF! |  | 67
| Bethpage Peaker |  | NPCC | NY | Simple Cycle | 100% | 0 | 48 | #REF! |  | 68
| Stony Brook Power Plant(7) |  | NPCC | NY | Cogen | 100% | 45 | 47 | #REF! |  | 69
| Tasley Energy Center |  | RFC | VA | Simple Cycle | 100% | 0 | 33 | #REF! |  | 70
| Delaware City Energy Center |  | RFC | DE | Simple Cycle | 100% | 0 | 23 | #REF! |  | 71
| West Energy Center |  | RFC | DE | Simple Cycle | 100% | 0 | 20 | #REF! |  | 72
| Bayview Energy Center |  | RFC | VA | Simple Cycle | 100% | 0 | 12 | #REF! |  | 73
| Crisfield Energy Center |  | RFC | MD | Simple Cycle | 100% | 0 | 10 | #REF! |  | 74
| Vineland Solar Energy Center |  | RFC | NJ | Renewable | 100% | 0 | 4 | #REF! |  | 75 | Total number of plants
| Subtotal | [5 empty] | 6665.5 | 9330 | #REF! | Total count of pwr plants
| Total operating power plants | 75 |  |  |  |  | 21752.5 | 25867
Projects Under Construction
| Santa Ana Storage Project(9) |  | WECC | CA | Battery Storage | 100% | 0 | 20
| Total operating power plants and projects under contruction | [5 empty] | 21752.5 | 25887
-1 | Natural gas-fired fleet capacities are generally derived on as-built as-designed outputs, including upgrades, based on site specific annual average temperatures and average process steam flows for cogeneration power plants, as applicable. Geothermal capacities are derived from historical generation output and steam reservoir modeling under average ambient conditions (temperatures and rainfall).
-2 | Natural gas-fired fleet peaking capacities are primarily derived on as-built as-designed peaking outputs based on site specific average summer temperatures and include power enhancement features such as heat recovery steam generator duct-firing, gas turbine power augmentation, and/or other power augmentation features. For certain power plants with definitive contracts, capacities at contract conditions have been included. Oil-fired capacities reflect capacity test results. Battery storage capacity is based on installed MW.
-3 | These outputs do not factor in the typical MW loss and recovery profiles over time, which natural-gas fired turbine power plants display associated with their planned major maintenance schedules.
-4 | On January 28, 2020 we purchased the 25% interest in Russell City Energy Center owned by a third party.
-5 | Pasadena is comprised of 260 MW of cogen technology and 521 MW of combined cycle (non-cogen) technology.
-6 | Formerly our Brazos Valley Power Plant, which was renamed in December 2017.
-7 | These power plants have dual-fuel capability.
-8 | Calpine holds a 50% partnership interest in Greenfield LP through its subsidiaries; however, it is operated by a third party.
-9 | Santa Ana Storage Project is a four-hour duration battery installation (20 MW/80 MWh).

## Recon Peaking 11.24.20 (hidden)
Table of Operating Power Plants and Projects Under Advanced Development/Construction Recon
|  | West | Texas | East |  | Total | Check | Notes
| Operating MW Capacities at 10.16.20: | 7590 | 8947 | 9330 |  | 25867
|  | 0 | 0 |  |  | 0 |  | Sold
| Operating MW Capacities at 11.24.20: | 7590 | 8947 | 9330 |  | 25867 | 0
Proj under advanced development and construction:
Projects under construction
| Washington Parish Energy Center |  | 361 |  |  | 361
| Washington Parish Energy Center- SOLD at COD |  | -361 |  |  | -361 |  | Sold at COD
| Santa Ana Storage Project | 20 |  |  |  | 20
| Total under construction | 20 | 0 | 0 |  | 20
Proj under advanced development
|  |  |  | 0 |  | 0
|  |  |  | 0 |  | 0
| Total under construction/ advanced development | 20 | 0 | 0 | 0 | 20
| Grand Total Net Peak Interest | 7610 | 8947 | 9330 |  | 25887 | 0
~MW Upgrade
| Pasadena (SW) | 2Q10 - 1 unit |  |  |  | 10
| Deer Park (SW) | 4Q09 - 1 unit, 2Q10 - 2 units, 2Q12 - 1 unit |  |  |  | 44
| Baytown (SW) | 1Q11 - 1 unit, 2Q11 - 2 units |  |  |  | 42
| Brazos Valley (GE) | 1Q11 - 2 units |  |  |  | 12
| Westbrook (GE) | 2Q11 - 1 unit, 2Q12 - 1 unit |  |  |  | 15
| Los Medanos (GE) | 2Q11 - 2 units |  |  |  | 12
| Delta (SW) | 2Q08 - 1 unit |  |  |  | 15
| Hermiston (SW) | 4Q11 - 2 units |  |  |  | 19
| Pastoria (GE) | 2Q12 - 2 units |  |  |  | 20
| Magic Valley (SW) | 2Q13 - 1 unit |  |  |  | 10
| Magic Valley (SW) | 2Q14 - 1 unit |  |  |  | 10
209
| SW total | 13 units
| GE total | 8 units
| Outstanding: | Committed but not yet complete
| SW total | 3 units

## Recon Baseload 11.24.20 (hidden)
Table of Operating Power Plants and Projects Under Advanced Development/Construction Recon
|  | West | Texas | East |  | Total | Check | Notes
| Operating MW Capacities at 10.16.20: | 6635 | 8452 | 6665.5 |  | 21752.5
| Operating MW Capacities at 11.24.20: | 6635 | 8452 | 6665.5 |  | 21752.5 | 0
Proj under construction and advanced development :
Projects under construction
| Santa Ana Storage Project | 0 |  |  |  | 0
| Total under construction | 0 | 0 | 0 | 0 | 0
Proj under advanced development
| Total under construction/advanced development | 0 | 0 | 0 |  | 0
| Grand Total Net Base load Interest | 6635 | 8452 | 6665.5 |  | 21752.5 | 0
~MW Upgrade
| Pasadena (SW) | 2Q10 - 1 unit |  |  |  | 10
| Deer Park (SW) | 4Q09 - 1 unit, 2Q10 - 2 units, 2Q12 - 1 unit |  |  |  | 44
| Baytown (SW) | 1Q11 - 1 unit, 2Q11 - 2 units |  |  |  | 42
| Brazos Valley (GE) | 1Q11 - 2 units |  |  |  | 12
| Westbrook (GE) | 2Q11 - 1 unit, 2Q12 - 1 unit |  |  |  | 15
| Los Medanos (GE) | 2Q11 - 2 units |  |  |  | 12
| Delta (SW) | 2Q08 - 1 unit |  |  |  | 15
| Hermiston (SW) | 4Q11 - 2 units |  |  |  | 19
| Pastoria (GE) | 2Q12 - 2 units |  |  |  | 20
| Magic Valley (SW) | 2Q13 - 1 unit |  |  |  | 10
| Magic Valley (SW) | 2Q14 - 1 unit |  |  |  | 10
209
| SW total | 13 units
| GE total | 8 units
| Outstanding: | Committed but not yet complete
| SW total | 3 units

## CPN Portfolio 10.16.20 (hidden)
Table of Operating Power Plants and Projects Under Construction as of October 16, 2020
[7 empty] | Calpine Net | Calpine Net
|  |  |  | U.S. State or |  | Calpine | Interest | Interest With
|  |  | NERC | Canadian |  | Interest | Baseload | Peaking
| SEGMENT /Power Plant |  | Region | Province | Technology | Percentage | (MW) (1)(3) | (MW) (2)(3) |  |  | Count of Plants
| WEST | [7 empty] | Count
Geothermal
| McCabe #5 & #6 |  | WECC | CA | Renewable | 100% | 84 | 84 | 1 |  | 1
| Ridge Line #7 & #8 |  | WECC | CA | Renewable | 100% | 76 | 76 | 2 |  | 2
| Calistoga |  | WECC | CA | Renewable | 100% | 69 | 69 | 3 |  | 3
| Eagle Rock |  | WECC | CA | Renewable | 100% | 68 | 68 | 4 |  | 4
| Big Geysers |  | WECC | CA | Renewable | 100% | 61 | 61 | 5 |  | 5
| Lake View |  | WECC | CA | Renewable | 100% | 54 | 54 | 8 |  | 6
| Quicksilver |  | WECC | CA | Renewable | 100% | 53 | 53 | 6 |  | 7
| Sonoma |  | WECC | CA | Renewable | 100% | 53 | 53 | 12 |  | 8
| Cobb Creek |  | WECC | CA | Renewable | 100% | 51 | 51 | 7 |  | 9
| Socrates |  | WECC | CA | Renewable | 100% | 50 | 50 | 9 |  | 10
| Sulphur Springs |  | WECC | CA | Renewable | 100% | 47 | 47 | 10 |  | 11
| Grant |  | WECC | CA | Renewable | 100% | 41 | 41 | 11 |  | 12
| Aidlin |  | WECC | CA | Renewable | 100% | 18 | 18 | #REF! |  | 13
Natural Gas-Fired
| Delta Energy Center |  | WECC | CA | Combined Cycle | 100% | 835 | 857 | #REF! |  | 14
| Pastoria Energy Facility |  | WECC | CA | Combined Cycle | 100% | 780 | 759 | #REF! |  | 15
| Hermiston Power Project |  | WECC | OR | Combined Cycle | 100% | 566 | 635 | #REF! |  | 16
| Russell City Energy Center(4) |  | WECC | CA | Combined Cycle | 100% | 572 | 619 |  |  | 17
| Otay Mesa Energy Center |  | WECC | CA | Combined Cycle | 100% | 513 | 608 | #REF! |  | 18
| Metcalf Energy Center |  | WECC | CA | Combined Cycle | 100% | 564 | 605 | #REF! |  | 19
| Sutter Energy Center |  | WECC | CA | Combined Cycle | 100% | 542 | 578 | #REF! |  | 20
| Los Medanos Energy Center |  | WECC | CA | Cogen | 100% | 518 | 572 | #REF! |  | 21
| South Point Energy Center |  | WECC | AZ | Combined Cycle | 100% | 520 | 530 | #REF! |  | 22
| Los Esteros Critical Energy Facility |  | WECC | CA | Combined Cycle | 100% | 243 | 309 | 6 |  | 23
| Gilroy Energy Center |  | WECC | CA | Simple Cycle | 100% | 0 | 141 | #REF! |  | 24
| Gilroy Cogeneration Plant |  | WECC | CA | Cogen | 100% | 109 | 130 | #REF! |  | 25
| King City Cogeneration Plant |  | WECC | CA | Cogen | 100% | 120 | 120 | #REF! |  | 26
| Wolfskill Energy Center |  | WECC | CA | Simple Cycle | 100% | 0 | 48 | #REF! |  | 27
| Yuba City Energy Center |  | WECC | CA | Simple Cycle | 100% | 0 | 47 | #REF! |  | 28
| Feather River Energy Center |  | WECC | CA | Simple Cycle | 100% | 0 | 47 | #REF! |  | 29
| Creed Energy Center |  | WECC | CA | Simple Cycle | 100% | 0 | 47 | #REF! |  | 30
| Lambie Energy Center |  | WECC | CA | Simple Cycle | 100% | 0 | 47 | #REF! |  | 31
| Goose Haven Energy Center |  | WECC | CA | Simple Cycle | 100% | 0 | 47 | #REF! |  | 32
| Riverview Energy Center |  | WECC | CA | Simple Cycle | 100% | 0 | 47 | #REF! |  | 33
| King City Peaking Energy Center |  | WECC | CA | Simple Cycle | 100% | 0 | 44 | #REF! |  | 34
| Agnews Power Plant |  | WECC | CA | Combined Cycle | 100% | 28 | 28 | #REF! |  | 35
| Subtotal | [5 empty] | 6635 | 7590 | #REF!
TEXAS
| Deer Park Energy Center |  | TRE | TX | Cogen | 100% | 1116 | 1217 |  |  | 36
| Guadalupe Energy Center |  | TRE | TX | Combined Cycle | 100% | 1029 | 1020 |  |  | 37
| Baytown Energy Center |  | TRE | TX | Cogen | 100% | 810 | 896 | #REF! |  | 38
| Channel Energy Center |  | TRE | TX | Cogen | 100% | 742 | 827 | #REF! |  | 39
| Pasadena Power Plant(5) |  | TRE | TX | Cogen/Combined Cycle | 100% | 763 | 781 | #REF! |  | 40
| Bosque Energy Center |  | TRE | TX | Combined Cycle | 100% | 760 | 782 |  |  | 41
| Freestone Energy Center |  | TRE | TX | Combined Cycle | 75% | 794 | 761 | #REF! |  | 42
| Magic Valley Generating Station |  | TRE | TX | Combined Cycle | 100% | 682 | 712 | #REF! |  | 43
| Jack A. Fusco Energy Center(6) |  | TRE | TX | Combined Cycle | 100% | 523 | 609 | #REF! |  | 44
| Corpus Christi Energy Center |  | TRE | TX | Cogen | 100% | 436 | 510 | #REF! |  | 45
| Texas City Power Plant |  | TRE | TX | Cogen | 100% | 400 | 453 | #REF! |  | 46
| Hidalgo Energy Center |  | TRE | TX | Combined Cycle | 78.5% | 397 | 379 | #REF! |  | 47
| Subtotal | [5 empty] | 8452 | 8947 | #REF!
EAST
| Bethlehem Energy Center(7) |  | RFC | PA | Combined Cycle | 100% | 960 | 1130 |  |  | 48
| Hay Road Energy Center(7) |  | RFC | DE | Combined Cycle | 100% | 931 | 1130 | #REF! |  | 49
| York 2 Energy Center(7) |  | RFC | PA | Combined Cycle | 100% | 668 | 828 |  |  | 50
| Morgan Energy Center |  | SERC | AL | Cogen | 100% | 720 | 807 | #REF! |  | 51
| Fore River Energy Center(7) |  | NPCC | MA | Combined Cycle | 100% | 750 | 731 |  |  | 52
| Edge Moor Energy Center(7) |  | RFC | DE | Steam Cycle | 100% | 0 | 725 | #REF! |  | 53
| Granite Ridge Energy Center |  | NPCC | NH | Combined Cycle | 100% | 745 | 695 |  |  | 54
| York Energy Center(7) |  | RFC | PA | Combined Cycle | 100% | 463.5 | 565 | #REF! |  | 55
| Westbrook Energy Center |  | NPCC | ME | Combined Cycle | 100% | 552 | 552 |  |  | 56
| Greenfield Energy Centre(8) |  | NPCC | ON | Combined Cycle | 50% | 422 | 519 | #REF! |  | 57
| Zion Energy Center(7) |  | RFC | IL | Simple Cycle | 100% | 0 | 503 | #REF! |  | 58
| Pine Bluff Energy Center |  | SERC | AR | Cogen | 100% | 184 | 215 | #REF! |  | 59
| Cumberland Energy Center(7) |  | RFC | NJ | Simple Cycle | 100% | 0 | 191 | #REF! |  | 60
| Kennedy International Airport Power Plant(7) |  | NPCC | NY | Cogen | 100% | 110 | 121 | #REF! |  | 61
| Sherman Avenue Energy Center(7) |  | RFC | NJ | Simple Cycle | 100% | 0 | 92 | #REF! |  | 62
| Bethpage Energy Center 3 |  | NPCC | NY | Combined Cycle | 100% | 60 | 80 | #REF! |  | 63
| Carll's Corner Energy Center(7) |  | RFC | NJ | Simple Cycle | 100% | 0 | 73 | #REF! |  | 64
| Mickleton Energy Center |  | RFC | NJ | Simple Cycle | 100% | 0 | 67 | #REF! |  | 65
| Bethpage Power Plant |  | NPCC | NY | Combined Cycle | 100% | 55 | 56 | #REF! |  | 66
| Christiana Energy Center |  | RFC | DE | Simple Cycle | 100% | 0 | 53 | #REF! |  | 67
| Bethpage Peaker |  | NPCC | NY | Simple Cycle | 100% | 0 | 48 | #REF! |  | 68
| Stony Brook Power Plant(7) |  | NPCC | NY | Cogen | 100% | 45 | 47 | #REF! |  | 69
| Tasley Energy Center |  | RFC | VA | Simple Cycle | 100% | 0 | 33 | #REF! |  | 70
| Delaware City Energy Center |  | RFC | DE | Simple Cycle | 100% | 0 | 23 | #REF! |  | 71
| West Energy Center |  | RFC | DE | Simple Cycle | 100% | 0 | 20 | #REF! |  | 72
| Bayview Energy Center |  | RFC | VA | Simple Cycle | 100% | 0 | 12 | #REF! |  | 73
| Crisfield Energy Center |  | RFC | MD | Simple Cycle | 100% | 0 | 10 | #REF! |  | 74
| Vineland Solar Energy Center |  | RFC | NJ | Renewable | 100% | 0 | 4 | #REF! |  | 75 | Total number of plants
| Subtotal | [5 empty] | 6665.5 | 9330 | #REF! | Total count of pwr plants
| Total operating power plants | 75 |  |  |  |  | 21752.5 | 25867
Projects Under Construction
| Washington Parish Energy Center (9) |  | SERC | LA | Simple Cycle | 100% | 0 | 361
| Santa Ana Storage Project(10) |  | WECC | CA | Battery Storage | 100% | 0 | 20
| Total operating power plants and projects under contruction | [5 empty] | 21752.5 | 26248
-1 | Natural gas-fired fleet capacities are generally derived on as-built as-designed outputs, including upgrades, based on site specific annual average temperatures and average process steam flows for cogeneration power plants, as applicable. Geothermal capacities are derived from historical generation output and steam reservoir modeling under average ambient conditions (temperatures and rainfall).
-2 | Natural gas-fired fleet peaking capacities are primarily derived on as-built as-designed peaking outputs based on site specific average summer temperatures and include power enhancement features such as heat recovery steam generator duct-firing, gas turbine power augmentation, and/or other power augmentation features. For certain power plants with definitive contracts, capacities at contract conditions have been included. Oil-fired capacities reflect capacity test results. Battery storage capacity is based on installed MW.
-3 | These outputs do not factor in the typical MW loss and recovery profiles over time, which natural-gas fired turbine power plants display associated with their planned major maintenance schedules.
-4 | On January 28, 2020 we purchased the 25% interest in Russell City Energy Center owned by a third party.
-5 | Pasadena is comprised of 260 MW of cogen technology and 521 MW of combined cycle (non-cogen) technology.
-6 | Formerly our Brazos Valley Power Plant, which was renamed in December 2017.
-7 | These power plants have dual-fuel capability.
-8 | Calpine holds a 50% partnership interest in Greenfield LP through its subsidiaries; however, it is operated by a third party.
-9 | A third party will purchase a 100% ownership interest in this power plant upon achieving commercial operation.
-10 | Santa Ana Storage Project is a four-hour duration battery installation (20 MW/80 MWh).

## Recon Peaking 10.16.20 (hidden)
Table of Operating Power Plants and Projects Under Advanced Development/Construction Recon
|  | West | Texas | East |  | Total | Check | Notes
| Operating MW Capacities at 6.30.20: | 7590 | 9183 | 9330 |  | 26103
| Freeport Energy Center | 0 | -236 |  |  | -236 |  | Sold
| Operating MW Capacities at 10.16.20: | 7590 | 8947 | 9330 |  | 25867 | 0
Proj under advanced development and construction:
Projects under construction
| Washington Parish Energy Center |  | 361 |  |  | 361
| Santa Ana Storage Project | 20 |  |  |  | 20
| Total under construction | 20 | 361 | 0 | 0 | 381
Proj under advanced development
|  |  |  | 0 |  | 0
|  |  |  | 0 |  | 0
| Total under construction/ advanced development | 20 | 361 | 0 | 0 | 381
| Grand Total Net Peak Interest | 7610 | 9308 | 9330 |  | 26248 | 0
~MW Upgrade
| Pasadena (SW) | 2Q10 - 1 unit |  |  |  | 10
| Deer Park (SW) | 4Q09 - 1 unit, 2Q10 - 2 units, 2Q12 - 1 unit |  |  |  | 44
| Baytown (SW) | 1Q11 - 1 unit, 2Q11 - 2 units |  |  |  | 42
| Brazos Valley (GE) | 1Q11 - 2 units |  |  |  | 12
| Westbrook (GE) | 2Q11 - 1 unit, 2Q12 - 1 unit |  |  |  | 15
| Los Medanos (GE) | 2Q11 - 2 units |  |  |  | 12
| Delta (SW) | 2Q08 - 1 unit |  |  |  | 15
| Hermiston (SW) | 4Q11 - 2 units |  |  |  | 19
| Pastoria (GE) | 2Q12 - 2 units |  |  |  | 20
| Magic Valley (SW) | 2Q13 - 1 unit |  |  |  | 10
| Magic Valley (SW) | 2Q14 - 1 unit |  |  |  | 10
209
| SW total | 13 units
| GE total | 8 units
| Outstanding: | Committed but not yet complete
| SW total | 3 units

## Recon Baseload 10.16.20 (hidden)
Table of Operating Power Plants and Projects Under Advanced Development/Construction Recon
|  | West | Texas | East |  | Total | Check | Notes
| Operating MW Capacities at 6.30.20: | 6635 | 8662 | 6665.5 |  | 21962.5
| Freeport Energy Center | 0 | -210 |  |  | -210 |  | sold
| Operating MW Capacities at 10.16.20: | 6635 | 8452 | 6665.5 |  | 21752.5 | 0
Proj under construction and advanced development :
Projects under construction
| Washington Parish Energy Center | 0 | 0 | 0 |  | 0
| Santa Ana Storage Project | 0 |  |  |  | 0
| Total under construction | 0 | 0 | 0 | 0 | 0
Proj under advanced development
| Total under construction/advanced development | 0 | 0 | 0 |  | 0
| Grand Total Net Base load Interest | 6635 | 8452 | 6665.5 |  | 21752.5 | 0
~MW Upgrade
| Pasadena (SW) | 2Q10 - 1 unit |  |  |  | 10
| Deer Park (SW) | 4Q09 - 1 unit, 2Q10 - 2 units, 2Q12 - 1 unit |  |  |  | 44
| Baytown (SW) | 1Q11 - 1 unit, 2Q11 - 2 units |  |  |  | 42
| Brazos Valley (GE) | 1Q11 - 2 units |  |  |  | 12
| Westbrook (GE) | 2Q11 - 1 unit, 2Q12 - 1 unit |  |  |  | 15
| Los Medanos (GE) | 2Q11 - 2 units |  |  |  | 12
| Delta (SW) | 2Q08 - 1 unit |  |  |  | 15
| Hermiston (SW) | 4Q11 - 2 units |  |  |  | 19
| Pastoria (GE) | 2Q12 - 2 units |  |  |  | 20
| Magic Valley (SW) | 2Q13 - 1 unit |  |  |  | 10
| Magic Valley (SW) | 2Q14 - 1 unit |  |  |  | 10
209
| SW total | 13 units
| GE total | 8 units
| Outstanding: | Committed but not yet complete
| SW total | 3 units

## CPN Portfolio 6.30.20 (hidden)
Table of Operating Power Plants and Projects Under Construction as of June 30, 2020
[7 empty] | Calpine Net | Calpine Net
|  |  |  | U.S. State or |  | Calpine | Interest | Interest With
|  |  | NERC | Canadian |  | Interest | Baseload | Peaking
| SEGMENT /Power Plant |  | Region | Province | Technology | Percentage | (MW) (1)(3) | (MW) (2)(3) |  |  | Count of Plants
| WEST | [7 empty] | Count
Geothermal
| McCabe #5 & #6 |  | WECC | CA | Renewable | 100% | 84 | 84 | 1 |  | 1
| Ridge Line #7 & #8 |  | WECC | CA | Renewable | 100% | 76 | 76 | 2 |  | 2
| Calistoga |  | WECC | CA | Renewable | 100% | 69 | 69 | 3 |  | 3
| Eagle Rock |  | WECC | CA | Renewable | 100% | 68 | 68 | 4 |  | 4
| Big Geysers |  | WECC | CA | Renewable | 100% | 61 | 61 | 5 |  | 5
| Lake View |  | WECC | CA | Renewable | 100% | 54 | 54 | 8 |  | 6
| Quicksilver |  | WECC | CA | Renewable | 100% | 53 | 53 | 6 |  | 7
| Sonoma |  | WECC | CA | Renewable | 100% | 53 | 53 | 12 |  | 8
| Cobb Creek |  | WECC | CA | Renewable | 100% | 51 | 51 | 7 |  | 9
| Socrates |  | WECC | CA | Renewable | 100% | 50 | 50 | 9 |  | 10
| Sulphur Springs |  | WECC | CA | Renewable | 100% | 47 | 47 | 10 |  | 11
| Grant |  | WECC | CA | Renewable | 100% | 41 | 41 | 11 |  | 12
| Aidlin |  | WECC | CA | Renewable | 100% | 18 | 18 | #REF! |  | 13
Natural Gas-Fired
| Delta Energy Center |  | WECC | CA | Combined Cycle | 100% | 835 | 857 | #REF! |  | 14
| Pastoria Energy Facility |  | WECC | CA | Combined Cycle | 100% | 780 | 759 | #REF! |  | 15
| Hermiston Power Project |  | WECC | OR | Combined Cycle | 100% | 566 | 635 | #REF! |  | 16
| Russell City Energy Center(4) |  | WECC | CA | Combined Cycle | 100% | 572 | 619 |  |  | 17
| Otay Mesa Energy Center |  | WECC | CA | Combined Cycle | 100% | 513 | 608 | #REF! |  | 18
| Metcalf Energy Center |  | WECC | CA | Combined Cycle | 100% | 564 | 605 | #REF! |  | 19
| Sutter Energy Center |  | WECC | CA | Combined Cycle | 100% | 542 | 578 | #REF! |  | 20
| Los Medanos Energy Center |  | WECC | CA | Cogen | 100% | 518 | 572 | #REF! |  | 21
| South Point Energy Center |  | WECC | AZ | Combined Cycle | 100% | 520 | 530 | #REF! |  | 22
| Los Esteros Critical Energy Facility |  | WECC | CA | Combined Cycle | 100% | 243 | 309 | 6 |  | 23
| Gilroy Energy Center |  | WECC | CA | Simple Cycle | 100% | 0 | 141 | #REF! |  | 24
| Gilroy Cogeneration Plant |  | WECC | CA | Cogen | 100% | 109 | 130 | #REF! |  | 25
| King City Cogeneration Plant |  | WECC | CA | Cogen | 100% | 120 | 120 | #REF! |  | 26
| Wolfskill Energy Center |  | WECC | CA | Simple Cycle | 100% | 0 | 48 | #REF! |  | 27
| Yuba City Energy Center |  | WECC | CA | Simple Cycle | 100% | 0 | 47 | #REF! |  | 28
| Feather River Energy Center |  | WECC | CA | Simple Cycle | 100% | 0 | 47 | #REF! |  | 29
| Creed Energy Center |  | WECC | CA | Simple Cycle | 100% | 0 | 47 | #REF! |  | 30
| Lambie Energy Center |  | WECC | CA | Simple Cycle | 100% | 0 | 47 | #REF! |  | 31
| Goose Haven Energy Center |  | WECC | CA | Simple Cycle | 100% | 0 | 47 | #REF! |  | 32
| Riverview Energy Center |  | WECC | CA | Simple Cycle | 100% | 0 | 47 | #REF! |  | 33
| King City Peaking Energy Center |  | WECC | CA | Simple Cycle | 100% | 0 | 44 | #REF! |  | 34
| Agnews Power Plant |  | WECC | CA | Combined Cycle | 100% | 28 | 28 | #REF! |  | 35
| Subtotal | [5 empty] | 6635 | 7590 | #REF!
TEXAS
| Deer Park Energy Center |  | TRE | TX | Cogen | 100% | 1116 | 1217 |  |  | 36
| Guadalupe Energy Center |  | TRE | TX | Combined Cycle | 100% | 1029 | 1020 |  |  | 37
| Baytown Energy Center |  | TRE | TX | Cogen | 100% | 810 | 896 | #REF! |  | 38
| Channel Energy Center |  | TRE | TX | Cogen | 100% | 742 | 827 | #REF! |  | 39
| Pasadena Power Plant(5) |  | TRE | TX | Cogen/Combined Cycle | 100% | 763 | 781 | #REF! |  | 40
| Bosque Energy Center |  | TRE | TX | Combined Cycle | 100% | 760 | 782 |  |  | 41
| Freestone Energy Center |  | TRE | TX | Combined Cycle | 75% | 794 | 761 | #REF! |  | 42
| Magic Valley Generating Station |  | TRE | TX | Combined Cycle | 100% | 682 | 712 | #REF! |  | 43
| Jack A. Fusco Energy Center(6) |  | TRE | TX | Combined Cycle | 100% | 523 | 609 | #REF! |  | 44
| Corpus Christi Energy Center |  | TRE | TX | Cogen | 100% | 436 | 510 | #REF! |  | 45
| Texas City Power Plant |  | TRE | TX | Cogen | 100% | 400 | 453 | #REF! |  | 46
| Hidalgo Energy Center |  | TRE | TX | Combined Cycle | 78.5% | 397 | 379 | #REF! |  | 47
| Freeport Energy Center(7) |  | TRE | TX | Cogen | 100% | 210 | 236 | #REF! |  | 48
| Subtotal | [5 empty] | 8662 | 9183 | #REF!
EAST
| Bethlehem Energy Center(8) |  | RFC | PA | Combined Cycle | 100% | 960 | 1130 |  |  | 49
| Hay Road Energy Center(8) |  | RFC | DE | Combined Cycle | 100% | 931 | 1130 | #REF! |  | 50
| York 2 Energy Center(8) |  | RFC | PA | Combined Cycle | 100% | 668 | 828 |  |  | 51
| Morgan Energy Center |  | SERC | AL | Cogen | 100% | 720 | 807 | #REF! |  | 52
| Fore River Energy Center(8) |  | NPCC | MA | Combined Cycle | 100% | 750 | 731 |  |  | 53
| Edge Moor Energy Center(8) |  | RFC | DE | Steam Cycle | 100% | 0 | 725 | #REF! |  | 54
| Granite Ridge Energy Center |  | NPCC | NH | Combined Cycle | 100% | 745 | 695 |  |  | 55
| York Energy Center(8) |  | RFC | PA | Combined Cycle | 100% | 463.5 | 565 | #REF! |  | 56
| Westbrook Energy Center |  | NPCC | ME | Combined Cycle | 100% | 552 | 552 |  |  | 57
| Greenfield Energy Centre(9) |  | NPCC | ON | Combined Cycle | 50% | 422 | 519 | #REF! |  | 58
| Zion Energy Center(8) |  | RFC | IL | Simple Cycle | 100% | 0 | 503 | #REF! |  | 59
| Pine Bluff Energy Center |  | SERC | AR | Cogen | 100% | 184 | 215 | #REF! |  | 60
| Cumberland Energy Center(8) |  | RFC | NJ | Simple Cycle | 100% | 0 | 191 | #REF! |  | 61
| Kennedy International Airport Power Plant(8) |  | NPCC | NY | Cogen | 100% | 110 | 121 | #REF! |  | 62
| Sherman Avenue Energy Center(8) |  | RFC | NJ | Simple Cycle | 100% | 0 | 92 | #REF! |  | 63
| Bethpage Energy Center 3 |  | NPCC | NY | Combined Cycle | 100% | 60 | 80 | #REF! |  | 64
| Carll's Corner Energy Center(8) |  | RFC | NJ | Simple Cycle | 100% | 0 | 73 | #REF! |  | 65
| Mickleton Energy Center |  | RFC | NJ | Simple Cycle | 100% | 0 | 67 | #REF! |  | 66
| Bethpage Power Plant |  | NPCC | NY | Combined Cycle | 100% | 55 | 56 | #REF! |  | 67
| Christiana Energy Center |  | RFC | DE | Simple Cycle | 100% | 0 | 53 | #REF! |  | 68
| Bethpage Peaker |  | NPCC | NY | Simple Cycle | 100% | 0 | 48 | #REF! |  | 69
| Stony Brook Power Plant(8) |  | NPCC | NY | Cogen | 100% | 45 | 47 | #REF! |  | 70
| Tasley Energy Center |  | RFC | VA | Simple Cycle | 100% | 0 | 33 | #REF! |  | 71
| Delaware City Energy Center |  | RFC | DE | Simple Cycle | 100% | 0 | 23 | #REF! |  | 72
| West Energy Center |  | RFC | DE | Simple Cycle | 100% | 0 | 20 | #REF! |  | 73
| Bayview Energy Center |  | RFC | VA | Simple Cycle | 100% | 0 | 12 | #REF! |  | 74
| Crisfield Energy Center |  | RFC | MD | Simple Cycle | 100% | 0 | 10 | #REF! |  | 75
| Vineland Solar Energy Center |  | RFC | NJ | Renewable | 100% | 0 | 4 | #REF! |  | 76 | Total number of plants
| Subtotal | [5 empty] | 6665.5 | 9330 | #REF! | Total count of pwr plants
| Total operating power plants | 76 |  |  |  |  | 21962.5 | 26103
Projects Under Construction
| Washington Parish Energy Center (10) |  | SERC | LA | Simple Cycle | 100% | 0 | 361
| Santa Ana Storage Project(11) |  | WECC | CA | Battery Storage | 100% | 0 | 20
| Total operating power plants and projects under contruction | [5 empty] | 21962.5 | 26484
-1 | Natural gas-fired fleet capacities are generally derived on as-built as-designed outputs, including upgrades, based on site specific annual average temperatures and average process steam flows for cogeneration power plants, as applicable. Geothermal capacities are derived from historical generation output and steam reservoir modeling under average ambient conditions (temperatures and rainfall).
-2 | Natural gas-fired fleet peaking capacities are primarily derived on as-built as-designed peaking outputs based on site specific average summer temperatures and include power enhancement features such as heat recovery steam generator duct-firing, gas turbine power augmentation, and/or other power augmentation features. For certain power plants with definitive contracts, capacities at contract conditions have been included. Oil-fired capacities reflect capacity test results. Battery storage capacity is based on installed MW.
-3 | These outputs do not factor in the typical MW loss and recovery profiles over time, which natural-gas fired turbine power plants display associated with their planned major maintenance schedules.
-4 | On January 28, 2020 we purchased the 25% interest in Russell City Energy Center owned by a third party.
-5 | Pasadena is comprised of 260 MW of cogen technology and 521 MW of combined cycle (non-cogen) technology.
-6 | Formerly our Brazos Valley Power Plant, which was renamed in December 2017.
-7 | Freeport Energy Center is owned by Calpine; however, it is contracted and operated by The Dow Chemical Company.
-8 | These power plants have dual-fuel capability.
-9 | Calpine holds a 50% partnership interest in Greenfield LP through its subsidiaries; however, it is operated by a third party.
-10 | A third party will purchase a 100% ownership interest in this power plant upon achieving commercial operation.
-11 | Santa Ana Storage Project is a four-hour duration battery installation (20 MW/80 MWh).

## Recon Peaking 6.30.20 (hidden)
Table of Operating Power Plants and Projects Under Advanced Development/Construction Recon
|  | West | Texas | East |  | Total | Check | Notes
| Operating MW Capacities at 3.31.20: | 7590 | 9115 | 9330 |  | 26035
| Deer Park Energy Center | 0 | 13 |  |  | 13
| Guadalupe Energy Center |  | 20 |  |  | 20
| Channel Energy Center |  | 10 |  |  | 10
| Freestone Energy Center |  | 15 |  |  | 15 |  | 20 MW Total
| Corpus Christi Energy Center |  | 10 |  |  | 10
| Operating MW Capacities at 6.30.20: | 7590 | 9183 | 9330 |  | 26103 | 0
Proj under advanced development and construction:
Projects under construction
| Washington Parish Energy Center |  | 361 |  |  | 361
| Santa Ana Storage Project | 20 |  |  |  | 20
| Total under construction | 20 | 361 | 0 | 0 | 381
Proj under advanced development
|  |  |  | 0 |  | 0
|  |  |  | 0 |  | 0
| Total under construction/ advanced development | 20 | 361 | 0 | 0 | 381
| Grand Total Net Peak Interest | 7610 | 9544 | 9330 |  | 26484 | 0
~MW Upgrade
| Pasadena (SW) | 2Q10 - 1 unit |  |  |  | 10
| Deer Park (SW) | 4Q09 - 1 unit, 2Q10 - 2 units, 2Q12 - 1 unit |  |  |  | 44
| Baytown (SW) | 1Q11 - 1 unit, 2Q11 - 2 units |  |  |  | 42
| Brazos Valley (GE) | 1Q11 - 2 units |  |  |  | 12
| Westbrook (GE) | 2Q11 - 1 unit, 2Q12 - 1 unit |  |  |  | 15
| Los Medanos (GE) | 2Q11 - 2 units |  |  |  | 12
| Delta (SW) | 2Q08 - 1 unit |  |  |  | 15
| Hermiston (SW) | 4Q11 - 2 units |  |  |  | 19
| Pastoria (GE) | 2Q12 - 2 units |  |  |  | 20
| Magic Valley (SW) | 2Q13 - 1 unit |  |  |  | 10
| Magic Valley (SW) | 2Q14 - 1 unit |  |  |  | 10
209
| SW total | 13 units
| GE total | 8 units
| Outstanding: | Committed but not yet complete
| SW total | 3 units

## Recon Baseload 6.30.20 (hidden)
Table of Operating Power Plants and Projects Under Advanced Development/Construction Recon
|  | West | Texas | East |  | Total | Check | Notes
| Operating MW Capacities at 3.31.20: | 6635 | 8594 | 6665.5 |  | 21894.5
| Deer Park Energy Center | 0 | 13 |  |  | 13
| Guadalupe Energy Center |  | 20 |  |  | 20
| Channel Energy Center |  | 10 |  |  | 10
| Freestone Energy Center |  | 15 |  |  | 15
| Corpus Christi Energy Center |  | 10 |  |  | 10
| Operating MW Capacities at 6.30.20: | 6635 | 8662 | 6665.5 |  | 21962.5 | 0
Proj under construction and advanced development :
Projects under construction
| Washington Parish Energy Center | 0 | 0 | 0 |  | 0
| Santa Ana Storage Project | 20 |  |  |  | 20
| Total under construction | 20 | 0 | 0 | 0 | 20
Proj under advanced development
| Total under construction/advanced development | 40 | 0 | 0 |  | 40
| Grand Total Net Base load Interest | 6655 | 8662 | 6665.5 |  | 21982.5 | 20
~MW Upgrade
| Pasadena (SW) | 2Q10 - 1 unit |  |  |  | 10
| Deer Park (SW) | 4Q09 - 1 unit, 2Q10 - 2 units, 2Q12 - 1 unit |  |  |  | 44
| Baytown (SW) | 1Q11 - 1 unit, 2Q11 - 2 units |  |  |  | 42
| Brazos Valley (GE) | 1Q11 - 2 units |  |  |  | 12
| Westbrook (GE) | 2Q11 - 1 unit, 2Q12 - 1 unit |  |  |  | 15
| Los Medanos (GE) | 2Q11 - 2 units |  |  |  | 12
| Delta (SW) | 2Q08 - 1 unit |  |  |  | 15
| Hermiston (SW) | 4Q11 - 2 units |  |  |  | 19
| Pastoria (GE) | 2Q12 - 2 units |  |  |  | 20
| Magic Valley (SW) | 2Q13 - 1 unit |  |  |  | 10
| Magic Valley (SW) | 2Q14 - 1 unit |  |  |  | 10
209
| SW total | 13 units
| GE total | 8 units
| Outstanding: | Committed but not yet complete
| SW total | 3 units

## CPN Portfolio 3.31.20 (hidden)
Table of Operating Power Plants and Project Under Construction as of March 31, 2020
[7 empty] | Calpine Net | Calpine Net
|  |  |  | U.S. State or |  | Calpine | Interest | Interest With
|  |  | NERC | Canadian |  | Interest | Baseload | Peaking
| SEGMENT /Power Plant |  | Region | Province | Technology | Percentage | (MW) (1)(3) | (MW) (2)(3) |  |  | Count of Plants
| WEST | [7 empty] | Count
Geothermal
| McCabe #5 & #6 |  | WECC | CA | Renewable | 100% | 84 | 84 | 1 |  | 1
| Ridge Line #7 & #8 |  | WECC | CA | Renewable | 100% | 76 | 76 | 2 |  | 2
| Calistoga |  | WECC | CA | Renewable | 100% | 69 | 69 | 3 |  | 3
| Eagle Rock |  | WECC | CA | Renewable | 100% | 68 | 68 | 4 |  | 4
| Big Geysers |  | WECC | CA | Renewable | 100% | 61 | 61 | 5 |  | 5
| Lake View |  | WECC | CA | Renewable | 100% | 54 | 54 | 8 |  | 6
| Quicksilver |  | WECC | CA | Renewable | 100% | 53 | 53 | 6 |  | 7
| Sonoma |  | WECC | CA | Renewable | 100% | 53 | 53 | 12 |  | 8
| Cobb Creek |  | WECC | CA | Renewable | 100% | 51 | 51 | 7 |  | 9
| Socrates |  | WECC | CA | Renewable | 100% | 50 | 50 | 9 |  | 10
| Sulphur Springs |  | WECC | CA | Renewable | 100% | 47 | 47 | 10 |  | 11
| Grant |  | WECC | CA | Renewable | 100% | 41 | 41 | 11 |  | 12
| Aidlin |  | WECC | CA | Renewable | 100% | 18 | 18 | #REF! |  | 13
Natural Gas-Fired
| Delta Energy Center |  | WECC | CA | Combined Cycle | 100% | 835 | 857 | #REF! |  | 14
| Pastoria Energy Facility |  | WECC | CA | Combined Cycle | 100% | 780 | 759 | #REF! |  | 15
| Hermiston Power Project |  | WECC | OR | Combined Cycle | 100% | 566 | 635 | #REF! |  | 16
| Russell City Energy Center(4) |  | WECC | CA | Combined Cycle | 100% | 572 | 619 |  |  | 17
| Otay Mesa Energy Center |  | WECC | CA | Combined Cycle | 100% | 513 | 608 | #REF! |  | 18
| Metcalf Energy Center |  | WECC | CA | Combined Cycle | 100% | 564 | 605 | #REF! |  | 19
| Sutter Energy Center |  | WECC | CA | Combined Cycle | 100% | 542 | 578 | #REF! |  | 20
| Los Medanos Energy Center |  | WECC | CA | Cogen | 100% | 518 | 572 | #REF! |  | 21
| South Point Energy Center |  | WECC | AZ | Combined Cycle | 100% | 520 | 530 | #REF! |  | 22
| Los Esteros Critical Energy Facility |  | WECC | CA | Combined Cycle | 100% | 243 | 309 | 6 |  | 23
| Gilroy Energy Center |  | WECC | CA | Simple Cycle | 100% | 0 | 141 | #REF! |  | 24
| Gilroy Cogeneration Plant |  | WECC | CA | Cogen | 100% | 109 | 130 | #REF! |  | 25
| King City Cogeneration Plant |  | WECC | CA | Cogen | 100% | 120 | 120 | #REF! |  | 26
| Wolfskill Energy Center |  | WECC | CA | Simple Cycle | 100% | 0 | 48 | #REF! |  | 27
| Yuba City Energy Center |  | WECC | CA | Simple Cycle | 100% | 0 | 47 | #REF! |  | 28
| Feather River Energy Center |  | WECC | CA | Simple Cycle | 100% | 0 | 47 | #REF! |  | 29
| Creed Energy Center |  | WECC | CA | Simple Cycle | 100% | 0 | 47 | #REF! |  | 30
| Lambie Energy Center |  | WECC | CA | Simple Cycle | 100% | 0 | 47 | #REF! |  | 31
| Goose Haven Energy Center |  | WECC | CA | Simple Cycle | 100% | 0 | 47 | #REF! |  | 32
| Riverview Energy Center |  | WECC | CA | Simple Cycle | 100% | 0 | 47 | #REF! |  | 33
| King City Peaking Energy Center |  | WECC | CA | Simple Cycle | 100% | 0 | 44 | #REF! |  | 34
| Agnews Power Plant |  | WECC | CA | Combined Cycle | 100% | 28 | 28 | #REF! |  | 35
| Subtotal | [5 empty] | 6635 | 7590 | #REF!
TEXAS
| Deer Park Energy Center |  | TRE | TX | Cogen | 100% | 1103 | 1204 |  |  | 36
| Guadalupe Energy Center |  | TRE | TX | Combined Cycle | 100% | 1009 | 1000 |  |  | 37
| Baytown Energy Center |  | TRE | TX | Cogen | 100% | 810 | 896 | #REF! |  | 38
| Channel Energy Center |  | TRE | TX | Cogen | 100% | 732 | 817 | #REF! |  | 39
| Pasadena Power Plant(5) |  | TRE | TX | Cogen/Combined Cycle | 100% | 763 | 781 | #REF! |  | 40
| Bosque Energy Center |  | TRE | TX | Combined Cycle | 100% | 760 | 782 |  |  | 41
| Freestone Energy Center |  | TRE | TX | Combined Cycle | 75% | 779 | 746 | #REF! |  | 42
| Magic Valley Generating Station |  | TRE | TX | Combined Cycle | 100% | 682 | 712 | #REF! |  | 43
| Jack A. Fusco Energy Center(6) |  | TRE | TX | Combined Cycle | 100% | 523 | 609 | #REF! |  | 44
| Corpus Christi Energy Center |  | TRE | TX | Cogen | 100% | 426 | 500 | #REF! |  | 45
| Texas City Power Plant |  | TRE | TX | Cogen | 100% | 400 | 453 | #REF! |  | 46
| Hidalgo Energy Center |  | TRE | TX | Combined Cycle | 78.5% | 397 | 379 | #REF! |  | 47
| Freeport Energy Center(7) |  | TRE | TX | Cogen | 100% | 210 | 236 | #REF! |  | 48
| Subtotal | [5 empty] | 8594 | 9115 | #REF!
EAST
| Bethlehem Energy Center(8) |  | RFC | PA | Combined Cycle | 100% | 960 | 1130 |  |  | 49
| Hay Road Energy Center(8) |  | RFC | DE | Combined Cycle | 100% | 931 | 1130 | #REF! |  | 50
| York 2 Energy Center(8) |  | RFC | PA | Combined Cycle | 100% | 668 | 828 |  |  | 51
| Morgan Energy Center |  | SERC | AL | Cogen | 100% | 720 | 807 | #REF! |  | 52
| Fore River Energy Center(8) |  | NPCC | MA | Combined Cycle | 100% | 750 | 731 |  |  | 53
| Edge Moor Energy Center(8) |  | RFC | DE | Steam Cycle | 100% | 0 | 725 | #REF! |  | 54
| Granite Ridge Energy Center |  | NPCC | NH | Combined Cycle | 100% | 745 | 695 |  |  | 55
| York Energy Center(8) |  | RFC | PA | Combined Cycle | 100% | 463.5 | 565 | #REF! |  | 56
| Westbrook Energy Center |  | NPCC | ME | Combined Cycle | 100% | 552 | 552 |  |  | 57
| Greenfield Energy Centre(9) |  | NPCC | ON | Combined Cycle | 50% | 422 | 519 | #REF! |  | 58
| Zion Energy Center(8) |  | RFC | IL | Simple Cycle | 100% | 0 | 503 | #REF! |  | 59
| Pine Bluff Energy Center |  | SERC | AR | Cogen | 100% | 184 | 215 | #REF! |  | 60
| Cumberland Energy Center(8) |  | RFC | NJ | Simple Cycle | 100% | 0 | 191 | #REF! |  | 61
| Kennedy International Airport Power Plant(8) |  | NPCC | NY | Cogen | 100% | 110 | 121 | #REF! |  | 62
| Sherman Avenue Energy Center(8) |  | RFC | NJ | Simple Cycle | 100% | 0 | 92 | #REF! |  | 63
| Bethpage Energy Center 3 |  | NPCC | NY | Combined Cycle | 100% | 60 | 80 | #REF! |  | 64
| Carll's Corner Energy Center(8) |  | RFC | NJ | Simple Cycle | 100% | 0 | 73 | #REF! |  | 65
| Mickleton Energy Center |  | RFC | NJ | Simple Cycle | 100% | 0 | 67 | #REF! |  | 66
| Bethpage Power Plant |  | NPCC | NY | Combined Cycle | 100% | 55 | 56 | #REF! |  | 67
| Christiana Energy Center |  | RFC | DE | Simple Cycle | 100% | 0 | 53 | #REF! |  | 68
| Bethpage Peaker |  | NPCC | NY | Simple Cycle | 100% | 0 | 48 | #REF! |  | 69
| Stony Brook Power Plant(8) |  | NPCC | NY | Cogen | 100% | 45 | 47 | #REF! |  | 70
| Tasley Energy Center |  | RFC | VA | Simple Cycle | 100% | 0 | 33 | #REF! |  | 71
| Delaware City Energy Center |  | RFC | DE | Simple Cycle | 100% | 0 | 23 | #REF! |  | 72
| West Energy Center |  | RFC | DE | Simple Cycle | 100% | 0 | 20 | #REF! |  | 73
| Bayview Energy Center |  | RFC | VA | Simple Cycle | 100% | 0 | 12 | #REF! |  | 74
| Crisfield Energy Center |  | RFC | MD | Simple Cycle | 100% | 0 | 10 | #REF! |  | 75
| Vineland Solar Energy Center |  | RFC | NJ | Renewable | 100% | 0 | 4 | #REF! |  | 76 | Total number of plants
| Subtotal | [5 empty] | 6665.5 | 9330 | #REF! | Total count of pwr plants
| Total operating power plants | 76 |  |  |  |  | 21894.5 | 26035
Project Under Construction
| Washington Parish Energy Center (10) |  | SERC | LA | Simple Cycle | 100% | 0 | 361
| Total operating power plants and project under contruction | [5 empty] | 21894.5 | 26396
-1 | Natural gas-fired fleet capacities are generally derived on as-built as-designed outputs, including upgrades, based on site specific annual average temperatures and average process steam flows for cogeneration power plants, as applicable. Geothermal capacities are derived from historical generation output and steam reservoir modeling under average ambient conditions (temperatures and rainfall).
-2 | Natural gas-fired fleet peaking capacities are primarily derived on as-built as-designed peaking outputs based on site specific average summer temperatures and include power enhancement features such as heat recovery steam generator duct-firing, gas turbine power augmentation, and/or other power augmentation features. For certain power plants with definitive contracts, capacities at contract conditions have been included. Oil-fired capacities reflect capacity test results.
-3 | These outputs do not factor in the typical MW loss and recovery profiles over time, which natural-gas fired turbine power plants display associated with their planned major maintenance schedules.
-4 | On January 28, 2020 we purchased the 25% interest in Russell City Energy Center owned by a third party.
-5 | Pasadena is comprised of 260 MW of cogen technology and 521 MW of combined cycle (non-cogen) technology.
-6 | Formerly our Brazos Valley Power Plant, which was renamed in December 2017.
-7 | Freeport Energy Center is owned by Calpine; however, it is contracted and operated by The Dow Chemical Company.
-8 | These power plants have dual-fuel capability.
-9 | Calpine holds a 50% partnership interest in Greenfield LP through its subsidiaries; however, it is operated by a third party.
-10 | A third party will purchase a 100% ownership interest in this power plant upon achieving commercial operation.

## Recon Peaking 3.31.20 (hidden)
Table of Operating Power Plants and Projects Under Advanced Development/Construction Recon
|  | West | Texas | East |  | Total | Check | Notes
| Operating MW Capacities at 1.28.20: | 7590 | 9115 | 9330 |  | 26035
|  | 0 |  |  |  | 0
| Operating MW Capacities at 3.31.20: | 7590 | 9115 | 9330 |  | 26035 | 0
Proj under advanced development and construction:
Projects under construction
| Washington Parish Energy Center |  | 361 |  |  | 361
| Total under construction | 0 | 361 | 0 | 0 | 361
Proj under advanced development
|  |  |  | 0 |  | 0
|  |  |  | 0 |  | 0
| Total under construction/ advanced development | 0 | 361 | 0 | 0 | 361
| Grand Total Net Peak Interest | 7590 | 9476 | 9330 |  | 26396 | 0
~MW Upgrade
| Pasadena (SW) | 2Q10 - 1 unit |  |  |  | 10
| Deer Park (SW) | 4Q09 - 1 unit, 2Q10 - 2 units, 2Q12 - 1 unit |  |  |  | 44
| Baytown (SW) | 1Q11 - 1 unit, 2Q11 - 2 units |  |  |  | 42
| Brazos Valley (GE) | 1Q11 - 2 units |  |  |  | 12
| Westbrook (GE) | 2Q11 - 1 unit, 2Q12 - 1 unit |  |  |  | 15
| Los Medanos (GE) | 2Q11 - 2 units |  |  |  | 12
| Delta (SW) | 2Q08 - 1 unit |  |  |  | 15
| Hermiston (SW) | 4Q11 - 2 units |  |  |  | 19
| Pastoria (GE) | 2Q12 - 2 units |  |  |  | 20
| Magic Valley (SW) | 2Q13 - 1 unit |  |  |  | 10
| Magic Valley (SW) | 2Q14 - 1 unit |  |  |  | 10
209
| SW total | 13 units
| GE total | 8 units
| Outstanding: | Committed but not yet complete
| SW total | 3 units

## Recon Baseload 3.31.20 (hidden)
Table of Operating Power Plants and Projects Under Advanced Development/Construction Recon
|  | West | Texas | East |  | Total | Check | Notes
| Operating MW Capacities at 1.28.20: | 6635 | 8594 | 6665.5 |  | 21894.5
|  | 0 |  |  |  | 0
| Operating MW Capacities at 3.31.20: | 6635 | 8594 | 6665.5 | 0 | 21894.5 | 0
Proj under construction and advanced development :
Projects under construction
| Washington Parish Energy Center | 0 | 0 | 0 |  | 0
| Total under construction | 0 | 0 | 0 | 0 | 0
Proj under advanced development
| Total under construction/advanced development | 0 | 0 | 0 |  | 0
| Grand Total Net Base load Interest | 6635 | 8594 | 6665.5 |  | 21894.5 | 0
~MW Upgrade
| Pasadena (SW) | 2Q10 - 1 unit |  |  |  | 10
| Deer Park (SW) | 4Q09 - 1 unit, 2Q10 - 2 units, 2Q12 - 1 unit |  |  |  | 44
| Baytown (SW) | 1Q11 - 1 unit, 2Q11 - 2 units |  |  |  | 42
| Brazos Valley (GE) | 1Q11 - 2 units |  |  |  | 12
| Westbrook (GE) | 2Q11 - 1 unit, 2Q12 - 1 unit |  |  |  | 15
| Los Medanos (GE) | 2Q11 - 2 units |  |  |  | 12
| Delta (SW) | 2Q08 - 1 unit |  |  |  | 15
| Hermiston (SW) | 4Q11 - 2 units |  |  |  | 19
| Pastoria (GE) | 2Q12 - 2 units |  |  |  | 20
| Magic Valley (SW) | 2Q13 - 1 unit |  |  |  | 10
| Magic Valley (SW) | 2Q14 - 1 unit |  |  |  | 10
209
| SW total | 13 units
| GE total | 8 units
| Outstanding: | Committed but not yet complete
| SW total | 3 units

## CPN Portfolio 1.28.20 (hidden)
Table of Operating Power Plants and Project Under Construction as of January 28, 2020
[7 empty] | Calpine Net | Calpine Net
|  |  |  | U.S. State or |  | Calpine | Interest | Interest With
|  |  | NERC | Canadian |  | Interest | Baseload | Peaking
| SEGMENT /Power Plant |  | Region | Province | Technology | Percentage | (MW) (1)(3) | (MW) (2)(3) |  |  | Count of Plants
| WEST | [7 empty] | Count
Geothermal
| McCabe #5 & #6 |  | WECC | CA | Renewable | 100% | 84 | 84 | 1 |  | 1
| Ridge Line #7 & #8 |  | WECC | CA | Renewable | 100% | 76 | 76 | 2 |  | 2
| Calistoga |  | WECC | CA | Renewable | 100% | 69 | 69 | 3 |  | 3
| Eagle Rock |  | WECC | CA | Renewable | 100% | 68 | 68 | 4 |  | 4
| Big Geysers |  | WECC | CA | Renewable | 100% | 61 | 61 | 5 |  | 5
| Lake View |  | WECC | CA | Renewable | 100% | 54 | 54 | 8 |  | 6
| Quicksilver |  | WECC | CA | Renewable | 100% | 53 | 53 | 6 |  | 7
| Sonoma |  | WECC | CA | Renewable | 100% | 53 | 53 | 12 |  | 8
| Cobb Creek |  | WECC | CA | Renewable | 100% | 51 | 51 | 7 |  | 9
| Socrates |  | WECC | CA | Renewable | 100% | 50 | 50 | 9 |  | 10
| Sulphur Springs |  | WECC | CA | Renewable | 100% | 47 | 47 | 10 |  | 11
| Grant |  | WECC | CA | Renewable | 100% | 41 | 41 | 11 |  | 12
| Aidlin |  | WECC | CA | Renewable | 100% | 18 | 18 | #REF! |  | 13
Natural Gas-Fired
| Delta Energy Center |  | WECC | CA | Combined Cycle | 100% | 835 | 857 | #REF! |  | 14
| Pastoria Energy Facility |  | WECC | CA | Combined Cycle | 100% | 780 | 759 | #REF! |  | 15
| Hermiston Power Project |  | WECC | OR | Combined Cycle | 100% | 566 | 635 | #REF! |  | 16
| Russell City Energy Center(4) |  | WECC | CA | Combined Cycle | 100% | 572 | 619 |  |  | 17
| Otay Mesa Energy Center |  | WECC | CA | Combined Cycle | 100% | 513 | 608 | #REF! |  | 18
| Metcalf Energy Center |  | WECC | CA | Combined Cycle | 100% | 564 | 605 | #REF! |  | 19
| Sutter Energy Center |  | WECC | CA | Combined Cycle | 100% | 542 | 578 | #REF! |  | 20
| Los Medanos Energy Center |  | WECC | CA | Cogen | 100% | 518 | 572 | #REF! |  | 21
| South Point Energy Center |  | WECC | AZ | Combined Cycle | 100% | 520 | 530 | #REF! |  | 22
| Los Esteros Critical Energy Facility |  | WECC | CA | Combined Cycle | 100% | 243 | 309 | 6 |  | 23
| Gilroy Energy Center |  | WECC | CA | Simple Cycle | 100% | 0 | 141 | #REF! |  | 24
| Gilroy Cogeneration Plant |  | WECC | CA | Cogen | 100% | 109 | 130 | #REF! |  | 25
| King City Cogeneration Plant |  | WECC | CA | Cogen | 100% | 120 | 120 | #REF! |  | 26
| Wolfskill Energy Center |  | WECC | CA | Simple Cycle | 100% | 0 | 48 | #REF! |  | 27
| Yuba City Energy Center |  | WECC | CA | Simple Cycle | 100% | 0 | 47 | #REF! |  | 28
| Feather River Energy Center |  | WECC | CA | Simple Cycle | 100% | 0 | 47 | #REF! |  | 29
| Creed Energy Center |  | WECC | CA | Simple Cycle | 100% | 0 | 47 | #REF! |  | 30
| Lambie Energy Center |  | WECC | CA | Simple Cycle | 100% | 0 | 47 | #REF! |  | 31
| Goose Haven Energy Center |  | WECC | CA | Simple Cycle | 100% | 0 | 47 | #REF! |  | 32
| Riverview Energy Center |  | WECC | CA | Simple Cycle | 100% | 0 | 47 | #REF! |  | 33
| King City Peaking Energy Center |  | WECC | CA | Simple Cycle | 100% | 0 | 44 | #REF! |  | 34
| Agnews Power Plant |  | WECC | CA | Combined Cycle | 100% | 28 | 28 | #REF! |  | 35
| Subtotal | [5 empty] | 6635 | 7590 | #REF!
TEXAS
| Deer Park Energy Center |  | TRE | TX | Cogen | 100% | 1103 | 1204 |  |  | 36
| Guadalupe Energy Center |  | TRE | TX | Combined Cycle | 100% | 1009 | 1000 |  |  | 37
| Baytown Energy Center |  | TRE | TX | Cogen | 100% | 810 | 896 | #REF! |  | 38
| Channel Energy Center |  | TRE | TX | Cogen | 100% | 732 | 817 | #REF! |  | 39
| Pasadena Power Plant(5) |  | TRE | TX | Cogen/Combined Cycle | 100% | 763 | 781 | #REF! |  | 40
| Bosque Energy Center |  | TRE | TX | Combined Cycle | 100% | 760 | 782 |  |  | 41
| Freestone Energy Center |  | TRE | TX | Combined Cycle | 75% | 779 | 746 | #REF! |  | 42
| Magic Valley Generating Station |  | TRE | TX | Combined Cycle | 100% | 682 | 712 | #REF! |  | 43
| Jack A. Fusco Energy Center(6) |  | TRE | TX | Combined Cycle | 100% | 523 | 609 | #REF! |  | 44
| Corpus Christi Energy Center |  | TRE | TX | Cogen | 100% | 426 | 500 | #REF! |  | 45
| Texas City Power Plant |  | TRE | TX | Cogen | 100% | 400 | 453 | #REF! |  | 46
| Hidalgo Energy Center |  | TRE | TX | Combined Cycle | 78.5% | 397 | 379 | #REF! |  | 47
| Freeport Energy Center(7) |  | TRE | TX | Cogen | 100% | 210 | 236 | #REF! |  | 48
| Subtotal | [5 empty] | 8594 | 9115 | #REF!
EAST
| Bethlehem Energy Center |  | RFC | PA | Combined Cycle | 100% | 960 | 1130 |  |  | 49
| Hay Road Energy Center |  | RFC | DE | Combined Cycle | 100% | 931 | 1130 | #REF! |  | 50
| York 2 Energy Center |  | RFC | PA | Combined Cycle | 100% | 668 | 828 |  |  | 51
| Morgan Energy Center |  | SERC | AL | Cogen | 100% | 720 | 807 | #REF! |  | 52
| Fore River Energy Center |  | NPCC | MA | Combined Cycle | 100% | 750 | 731 |  |  | 53
| Edge Moor Energy Center |  | RFC | DE | Steam Cycle | 100% | 0 | 725 | #REF! |  | 54
| Granite Ridge Energy Center |  | NPCC | NH | Combined Cycle | 100% | 745 | 695 |  |  | 55
| York Energy Center |  | RFC | PA | Combined Cycle | 100% | 463.5 | 565 | #REF! |  | 56
| Westbrook Energy Center |  | NPCC | ME | Combined Cycle | 100% | 552 | 552 |  |  | 57
| Greenfield Energy Centre(8) |  | NPCC | ON | Combined Cycle | 50% | 422 | 519 | #REF! |  | 58
| Zion Energy Center |  | RFC | IL | Simple Cycle | 100% | 0 | 503 | #REF! |  | 59
| Pine Bluff Energy Center |  | SERC | AR | Cogen | 100% | 184 | 215 | #REF! |  | 60
| Cumberland Energy Center |  | RFC | NJ | Simple Cycle | 100% | 0 | 191 | #REF! |  | 61
| Kennedy International Airport Power Plant |  | NPCC | NY | Cogen | 100% | 110 | 121 | #REF! |  | 62
| Sherman Avenue Energy Center |  | RFC | NJ | Simple Cycle | 100% | 0 | 92 | #REF! |  | 63
| Bethpage Energy Center 3 |  | NPCC | NY | Combined Cycle | 100% | 60 | 80 | #REF! |  | 64
| Carll's Corner Energy Center |  | RFC | NJ | Simple Cycle | 100% | 0 | 73 | #REF! |  | 65
| Mickleton Energy Center |  | RFC | NJ | Simple Cycle | 100% | 0 | 67 | #REF! |  | 66
| Bethpage Power Plant |  | NPCC | NY | Combined Cycle | 100% | 55 | 56 | #REF! |  | 67
| Christiana Energy Center |  | RFC | DE | Simple Cycle | 100% | 0 | 53 | #REF! |  | 68
| Bethpage Peaker |  | NPCC | NY | Simple Cycle | 100% | 0 | 48 | #REF! |  | 69
| Stony Brook Power Plant |  | NPCC | NY | Cogen | 100% | 45 | 47 | #REF! |  | 70
| Tasley Energy Center |  | RFC | VA | Simple Cycle | 100% | 0 | 33 | #REF! |  | 71
| Delaware City Energy Center |  | RFC | DE | Simple Cycle | 100% | 0 | 23 | #REF! |  | 72
| West Energy Center |  | RFC | DE | Simple Cycle | 100% | 0 | 20 | #REF! |  | 73
| Bayview Energy Center |  | RFC | VA | Simple Cycle | 100% | 0 | 12 | #REF! |  | 74
| Crisfield Energy Center |  | RFC | MD | Simple Cycle | 100% | 0 | 10 | #REF! |  | 75
| Vineland Solar Energy Center |  | RFC | NJ | Renewable | 100% | 0 | 4 | #REF! |  | 76 | Total number of plants
| Subtotal | [5 empty] | 6665.5 | 9330 | #REF! | Total count of pwr plants
| Total operating power plants | 76 |  |  |  |  | 21894.5 | 26035
Project Under Construction
| Washington Parish Energy Center (9) |  | SERC | LA | Simple Cycle | 100% | 0 | 361
| Total operating power plants and project under contruction | [5 empty] | 21894.5 | 26396
-1 | Natural gas-fired fleet capacities are generally derived on as-built as-designed outputs, including upgrades, based on site specific annual average temperatures and average process steam flows for cogeneration power plants, as applicable. Geothermal capacities are derived from historical generation output and steam reservoir modeling under average ambient conditions (temperatures and rainfall).
-2 | Natural gas-fired fleet peaking capacities are primarily derived on as-built as-designed peaking outputs based on site specific average summer temperatures and include power enhancement features such as heat recovery steam generator duct-firing, gas turbine power augmentation, and/or other power augmentation features. For certain power plants with definitive contracts, capacities at contract conditions have been included. Oil-fired capacities reflect capacity test results.
-3 | These outputs do not factor in the typical MW loss and recovery profiles over time, which natural-gas fired turbine power plants display associated with their planned major maintenance schedules.
-4 | On January 28, 2020 we purchased the 25% interest in Russell City Energy Center owned by a third party.
-5 | Pasadena is comprised of 260 MW of cogen technology and 521 MW of combined cycle (non-cogen) technology.
-6 | Formerly our Brazos Valley Power Plant, which was renamed in December 2017.
-7 | Freeport Energy Center is owned by Calpine; however, it is contracted and operated by The Dow Chemical Company.
-8 | Calpine holds a 50% partnership interest in Greenfield LP through its subsidiaries; however, it is operated by a third party.
-9 | A third party will purchase a 100% ownership interest in this power plant upon achieving commercial operation.

## Recon Peaking 1.28.20 (hidden)
Table of Operating Power Plants and Projects Under Advanced Development/Construction Recon
|  | West | Texas | East |  | Total | Check | Notes
| Operating MW Capacities at 12.31.19: | 7435.25 | 9115 | 9330 |  | 25880.25
| Russell City Energy Center | 154.75 |  |  |  | 154.75 |  | Purchased the remaining 25% ( now own 100%)
| Operating MW Capacities at 1.28.20: | 7590 | 9115 | 9330 |  | 26035 | 0
Proj under advanced development and construction:
Projects under construction
| Washington Parish Energy Center |  | 361 |  |  | 361
| Total under construction | 0 | 361 | 0 | 0 | 361
Proj under advanced development
| Bluestone Wind Farm |  |  | 0 |  | 0 |  | Impaired - Abandoned
| High Bridge Wind Farm |  |  | 0 |  | 0 |  | Impaired - Abandoned
| Total under construction/ advanced development | 0 | 361 | 0 | 0 | 361
| Grand Total Net Peak Interest | 7590 | 9476 | 9330 |  | 26396 | 0
~MW Upgrade
| Pasadena (SW) | 2Q10 - 1 unit |  |  |  | 10
| Deer Park (SW) | 4Q09 - 1 unit, 2Q10 - 2 units, 2Q12 - 1 unit |  |  |  | 44
| Baytown (SW) | 1Q11 - 1 unit, 2Q11 - 2 units |  |  |  | 42
| Brazos Valley (GE) | 1Q11 - 2 units |  |  |  | 12
| Westbrook (GE) | 2Q11 - 1 unit, 2Q12 - 1 unit |  |  |  | 15
| Los Medanos (GE) | 2Q11 - 2 units |  |  |  | 12
| Delta (SW) | 2Q08 - 1 unit |  |  |  | 15
| Hermiston (SW) | 4Q11 - 2 units |  |  |  | 19
| Pastoria (GE) | 2Q12 - 2 units |  |  |  | 20
| Magic Valley (SW) | 2Q13 - 1 unit |  |  |  | 10
| Magic Valley (SW) | 2Q14 - 1 unit |  |  |  | 10
209
| SW total | 13 units
| GE total | 8 units
| Outstanding: | Committed but not yet complete
| SW total | 3 units

## Recon Baseload 1.28.20 (hidden)
Table of Operating Power Plants and Projects Under Advanced Development/Construction Recon
|  | West | Texas | East |  | Total | Check | Notes
| Operating MW Capacities at 12.31.19: | 6492 | 8594 | 6665.5 |  | 21751.5
| Russell City Energy Center | 143 |  |  |  | 143 |  | Purchased the remaining 25% ( now own 100%)
| Operating MW Capacities at 1.28.20: | 6635 | 8594 | 6665.5 | 0 | 21894.5 | 0
Proj under construction and advanced development :
Projects under construction
| Washington Parish Energy Center | 0 | 0 | 0 |  | 0
| Total under construction | 0 | 0 | 0 | 0 | 0
Proj under advanced development
| Bluestone Wind Farm |  | 0 | 0 |  | 0 |  | Impaired - Abandoned
| High Bridge Wind Farm |  |  | 0 |  | 0 |  | Impaired - Abandoned
| Total under construction/advanced development | 0 | 0 | 0 |  | 0
| Grand Total Net Base load Interest | 6635 | 8594 | 6665.5 | 0 | 21894.5 | 0
~MW Upgrade
| Pasadena (SW) | 2Q10 - 1 unit |  |  |  | 10
| Deer Park (SW) | 4Q09 - 1 unit, 2Q10 - 2 units, 2Q12 - 1 unit |  |  |  | 44
| Baytown (SW) | 1Q11 - 1 unit, 2Q11 - 2 units |  |  |  | 42
| Brazos Valley (GE) | 1Q11 - 2 units |  |  |  | 12
| Westbrook (GE) | 2Q11 - 1 unit, 2Q12 - 1 unit |  |  |  | 15
| Los Medanos (GE) | 2Q11 - 2 units |  |  |  | 12
| Delta (SW) | 2Q08 - 1 unit |  |  |  | 15
| Hermiston (SW) | 4Q11 - 2 units |  |  |  | 19
| Pastoria (GE) | 2Q12 - 2 units |  |  |  | 20
| Magic Valley (SW) | 2Q13 - 1 unit |  |  |  | 10
| Magic Valley (SW) | 2Q14 - 1 unit |  |  |  | 10
209
| SW total | 13 units
| GE total | 8 units
| Outstanding: | Committed but not yet complete
| SW total | 3 units

## CPN Portfolio 12.31.19 (hidden)
Table of Operating Power Plants and Projects Under Construction and Advanced Development as of December 31, 2019
[7 empty] | Calpine Net | Calpine Net
|  |  |  | U.S. State or |  | Calpine | Interest | Interest With
|  |  | NERC | Canadian |  | Interest | Baseload | Peaking
| SEGMENT /Power Plant |  | Region | Province | Technology | Percentage | (MW) (1)(3) | (MW) (2)(3) |  |  | Count of Plants
| WEST | [7 empty] | Count
Geothermal
| McCabe #5 & #6 |  | WECC | CA | Renewable | 100% | 84 | 84 | 1 |  | 1
| Ridge Line #7 & #8 |  | WECC | CA | Renewable | 100% | 76 | 76 | 2 |  | 2
| Calistoga |  | WECC | CA | Renewable | 100% | 69 | 69 | 3 |  | 3
| Eagle Rock |  | WECC | CA | Renewable | 100% | 68 | 68 | 4 |  | 4
| Big Geysers |  | WECC | CA | Renewable | 100% | 61 | 61 | 5 |  | 5
| Lake View |  | WECC | CA | Renewable | 100% | 54 | 54 | 8 |  | 6
| Quicksilver |  | WECC | CA | Renewable | 100% | 53 | 53 | 6 |  | 7
| Sonoma |  | WECC | CA | Renewable | 100% | 53 | 53 | 12 |  | 8
| Cobb Creek |  | WECC | CA | Renewable | 100% | 51 | 51 | 7 |  | 9
| Socrates |  | WECC | CA | Renewable | 100% | 50 | 50 | 9 |  | 10
| Sulphur Springs |  | WECC | CA | Renewable | 100% | 47 | 47 | 10 |  | 11
| Grant |  | WECC | CA | Renewable | 100% | 41 | 41 | 11 |  | 12
| Aidlin |  | WECC | CA | Renewable | 100% | 18 | 18 | #REF! |  | 13
Natural Gas-Fired
| Delta Energy Center |  | WECC | CA | Combined Cycle | 100% | 835 | 857 | #REF! |  | 14
| Pastoria Energy Facility |  | WECC | CA | Combined Cycle | 100% | 780 | 759 | #REF! |  | 15
| Hermiston Power Project |  | WECC | OR | Combined Cycle | 100% | 566 | 635 | #REF! |  | 16
| Otay Mesa Energy Center |  | WECC | CA | Combined Cycle | 100% | 513 | 608 | #REF! |  | 17
| Metcalf Energy Center |  | WECC | CA | Combined Cycle | 100% | 564 | 605 | #REF! |  | 18
| Sutter Energy Center |  | WECC | CA | Combined Cycle | 100% | 542 | 578 | #REF! |  | 19
| Los Medanos Energy Center |  | WECC | CA | Cogen | 100% | 518 | 572 | #REF! |  | 20
| South Point Energy Center |  | WECC | AZ | Combined Cycle | 100% | 520 | 530 | #REF! |  | 21
| Russell City Energy Center |  | WECC | CA | Combined Cycle | 75% | 429 | 464.25 |  |  | 22
| Los Esteros Critical Energy Facility |  | WECC | CA | Combined Cycle | 100% | 243 | 309 | 6 |  | 23
| Gilroy Energy Center |  | WECC | CA | Simple Cycle | 100% | 0 | 141 | #REF! |  | 24
| Gilroy Cogeneration Plant |  | WECC | CA | Cogen | 100% | 109 | 130 | #REF! |  | 25
| King City Cogeneration Plant |  | WECC | CA | Cogen | 100% | 120 | 120 | #REF! |  | 26
| Wolfskill Energy Center |  | WECC | CA | Simple Cycle | 100% | 0 | 48 | #REF! |  | 27
| Yuba City Energy Center |  | WECC | CA | Simple Cycle | 100% | 0 | 47 | #REF! |  | 28
| Feather River Energy Center |  | WECC | CA | Simple Cycle | 100% | 0 | 47 | #REF! |  | 29
| Creed Energy Center |  | WECC | CA | Simple Cycle | 100% | 0 | 47 | #REF! |  | 30
| Lambie Energy Center |  | WECC | CA | Simple Cycle | 100% | 0 | 47 | #REF! |  | 31
| Goose Haven Energy Center |  | WECC | CA | Simple Cycle | 100% | 0 | 47 | #REF! |  | 32
| Riverview Energy Center |  | WECC | CA | Simple Cycle | 100% | 0 | 47 | #REF! |  | 33
| King City Peaking Energy Center |  | WECC | CA | Simple Cycle | 100% | 0 | 44 | #REF! |  | 34
| Agnews Power Plant |  | WECC | CA | Combined Cycle | 100% | 28 | 28 | #REF! |  | 35
| Subtotal | [5 empty] | 6492 | 7435.25 | #REF!
TEXAS
| Deer Park Energy Center |  | TRE | TX | Cogen | 100% | 1103 | 1204 |  |  | 36
| Guadalupe Energy Center |  | TRE | TX | Combined Cycle | 100% | 1009 | 1000 |  |  | 37
| Baytown Energy Center |  | TRE | TX | Cogen | 100% | 810 | 896 | #REF! |  | 38
| Channel Energy Center |  | TRE | TX | Cogen | 100% | 732 | 817 | #REF! |  | 39
| Pasadena Power Plant(4) |  | TRE | TX | Cogen/Combined Cycle | 100% | 763 | 781 | #REF! |  | 40
| Bosque Energy Center |  | TRE | TX | Combined Cycle | 100% | 760 | 782 |  |  | 41
| Freestone Energy Center |  | TRE | TX | Combined Cycle | 75% | 779 | 746 | #REF! |  | 42
| Magic Valley Generating Station |  | TRE | TX | Combined Cycle | 100% | 682 | 712 | #REF! |  | 43
| Jack A. Fusco Energy Center(5) |  | TRE | TX | Combined Cycle | 100% | 523 | 609 | #REF! |  | 44
| Corpus Christi Energy Center |  | TRE | TX | Cogen | 100% | 426 | 500 | #REF! |  | 45
| Texas City Power Plant |  | TRE | TX | Cogen | 100% | 400 | 453 | #REF! |  | 46
| Hidalgo Energy Center |  | TRE | TX | Combined Cycle | 78.5% | 397 | 379 | #REF! |  | 47
| Freeport Energy Center(6) |  | TRE | TX | Cogen | 100% | 210 | 236 | #REF! |  | 48
| Subtotal | [5 empty] | 8594 | 9115 | #REF!
EAST
| Bethlehem Energy Center |  | RFC | PA | Combined Cycle | 100% | 960 | 1130 |  |  | 49
| Hay Road Energy Center |  | RFC | DE | Combined Cycle | 100% | 931 | 1130 | #REF! |  | 50
| York 2 Energy Center |  | RFC | PA | Combined Cycle | 100% | 668 | 828 |  |  | 51
| Morgan Energy Center |  | SERC | AL | Cogen | 100% | 720 | 807 | #REF! |  | 52
| Fore River Energy Center |  | NPCC | MA | Combined Cycle | 100% | 750 | 731 |  |  | 53
| Edge Moor Energy Center |  | RFC | DE | Steam Cycle | 100% | 0 | 725 | #REF! |  | 54
| Granite Ridge Energy Center |  | NPCC | NH | Combined Cycle | 100% | 745 | 695 |  |  | 55
| York Energy Center |  | RFC | PA | Combined Cycle | 100% | 463.5 | 565 | #REF! |  | 56
| Westbrook Energy Center |  | NPCC | ME | Combined Cycle | 100% | 552 | 552 |  |  | 57
| Greenfield Energy Centre(7) |  | NPCC | ON | Combined Cycle | 50% | 422 | 519 | #REF! |  | 58
| Zion Energy Center |  | RFC | IL | Simple Cycle | 100% | 0 | 503 | #REF! |  | 59
| Pine Bluff Energy Center |  | SERC | AR | Cogen | 100% | 184 | 215 | #REF! |  | 60
| Cumberland Energy Center |  | RFC | NJ | Simple Cycle | 100% | 0 | 191 | #REF! |  | 61
| Kennedy International Airport Power Plant |  | NPCC | NY | Cogen | 100% | 110 | 121 | #REF! |  | 62
| Sherman Avenue Energy Center |  | RFC | NJ | Simple Cycle | 100% | 0 | 92 | #REF! |  | 63
| Bethpage Energy Center 3 |  | NPCC | NY | Combined Cycle | 100% | 60 | 80 | #REF! |  | 64
| Carll's Corner Energy Center |  | RFC | NJ | Simple Cycle | 100% | 0 | 73 | #REF! |  | 65
| Mickleton Energy Center |  | RFC | NJ | Simple Cycle | 100% | 0 | 67 | #REF! |  | 66
| Bethpage Power Plant |  | NPCC | NY | Combined Cycle | 100% | 55 | 56 | #REF! |  | 67
| Christiana Energy Center |  | RFC | DE | Simple Cycle | 100% | 0 | 53 | #REF! |  | 68
| Bethpage Peaker |  | NPCC | NY | Simple Cycle | 100% | 0 | 48 | #REF! |  | 69
| Stony Brook Power Plant |  | NPCC | NY | Cogen | 100% | 45 | 47 | #REF! |  | 70
| Tasley Energy Center |  | RFC | VA | Simple Cycle | 100% | 0 | 33 | #REF! |  | 71
| Delaware City Energy Center |  | RFC | DE | Simple Cycle | 100% | 0 | 23 | #REF! |  | 72
| West Energy Center |  | RFC | DE | Simple Cycle | 100% | 0 | 20 | #REF! |  | 73
| Bayview Energy Center |  | RFC | VA | Simple Cycle | 100% | 0 | 12 | #REF! |  | 74
| Crisfield Energy Center |  | RFC | MD | Simple Cycle | 100% | 0 | 10 | #REF! |  | 75
| Vineland Solar Energy Center |  | RFC | NJ | Renewable | 100% | 0 | 4 | #REF! |  | 76 | Total number of plants
| Subtotal | [5 empty] | 6665.5 | 9330 | #REF! | Total count of pwr plants
| Total operating power plants | 76 |  |  |  |  | 21751.5 | 25880.25
Projects Under Construction and Advanced Development
Projects under construction
| Washington Parish Energy Center (8) |  | SERC | LA | Simple Cycle | 100% | 0 | 361
Projects under advanced development
| Bluestone Wind Farm (9) |  | NPCC | NY | Renewable | 100% | 124 | 124
| High Bridge Wind Farm (9) |  | NPCC | NY | Renewable | 100% | 100 | 100
| Total operating power plants and projects under contruction and advanced development | [5 empty] | 21975.5 | 26465.25
-1 | Natural gas-fired fleet capacities are generally derived on as-built as-designed outputs, including upgrades, based on site specific annual average temperatures and average process steam flows for cogeneration power plants, as applicable. Geothermal capacities are derived from historical generation output and steam reservoir modeling under average ambient conditions (temperatures and rainfall). Wind capacities are based on nameplate capacity.
-2 | Natural gas-fired fleet peaking capacities are primarily derived on as-built as-designed peaking outputs based on site specific average summer temperatures and include power enhancement features such as heat recovery steam generator duct-firing, gas turbine power augmentation, and/or other power augmentation features. For certain power plants with definitive contracts, capacities at contract conditions have been included. Oil-fired capacities reflect capacity test results.
-3 | These outputs do not factor in the typical MW loss and recovery profiles over time, which natural-gas fired turbine power plants display associated with their planned major maintenance schedules.
-4 | Pasadena is comprised of 260 MW of cogen technology and 521 MW of combined cycle (non-cogen) technology.
-5 | Formerly our Brazos Valley Power Plant, which was renamed in December 2017.
-6 | Freeport Energy Center is owned by Calpine; however, it is contracted and operated by The Dow Chemical Company.
-7 | Calpine holds a 50% partnership interest in Greenfield LP through its subsidiaries; however, it is operated by a third party.
-8 | A third party will purchase a 100% ownership interest in this power plant upon achieving commercial operation.
-9 | Once construction is complete, these wind facilities will sell all of the RECs associated with the power produced to a third party under separate 20-year renewable energy credit sales agreements.

## CPN Portfolio 11.20.19 (hidden)
Table of Operating Power Plants and Projects Under Construction and Advanced Development as of November 20, 2019
[7 empty] | Calpine Net | Calpine Net
|  |  |  | U.S. State or |  | Calpine | Interest | Interest With
|  |  | NERC | Canadian |  | Interest | Baseload | Peaking
| SEGMENT /Power Plant |  | Region | Province | Technology | Percentage | (MW) (1)(3) | (MW) (2)(3) |  |  | Count of Plants
| WEST | [7 empty] | Count
Geothermal
| McCabe #5 & #6 |  | WECC | CA | Renewable | 100% | 84 | 84 | 1 |  | 1
| Ridge Line #7 & #8 |  | WECC | CA | Renewable | 100% | 76 | 76 | 2 |  | 2
| Calistoga |  | WECC | CA | Renewable | 100% | 69 | 69 | 3 |  | 3
| Eagle Rock |  | WECC | CA | Renewable | 100% | 68 | 68 | 4 |  | 4
| Big Geysers |  | WECC | CA | Renewable | 100% | 61 | 61 | 5 |  | 5
| Lake View |  | WECC | CA | Renewable | 100% | 54 | 54 | 8 |  | 6
| Quicksilver |  | WECC | CA | Renewable | 100% | 53 | 53 | 6 |  | 7
| Sonoma |  | WECC | CA | Renewable | 100% | 53 | 53 | 12 |  | 8
| Cobb Creek |  | WECC | CA | Renewable | 100% | 51 | 51 | 7 |  | 9
| Socrates |  | WECC | CA | Renewable | 100% | 50 | 50 | 9 |  | 10
| Sulphur Springs |  | WECC | CA | Renewable | 100% | 47 | 47 | 10 |  | 11
| Grant |  | WECC | CA | Renewable | 100% | 41 | 41 | 11 |  | 12
| Aidlin |  | WECC | CA | Renewable | 100% | 18 | 18 | #REF! |  | 13
Natural Gas-Fired
| Delta Energy Center |  | WECC | CA | Combined Cycle | 100% | 835 | 857 | #REF! |  | 14
| Pastoria Energy Facility |  | WECC | CA | Combined Cycle | 100% | 780 | 759 | #REF! |  | 15
| Hermiston Power Project |  | WECC | OR | Combined Cycle | 100% | 566 | 635 | #REF! |  | 16
| Otay Mesa Energy Center |  | WECC | CA | Combined Cycle | 100% | 513 | 608 | #REF! |  | 17
| Metcalf Energy Center |  | WECC | CA | Combined Cycle | 100% | 564 | 605 | #REF! |  | 18
| Sutter Energy Center |  | WECC | CA | Combined Cycle | 100% | 542 | 578 | #REF! |  | 19
| Los Medanos Energy Center |  | WECC | CA | Cogen | 100% | 518 | 572 | #REF! |  | 20
| South Point Energy Center |  | WECC | AZ | Combined Cycle | 100% | 520 | 530 | #REF! |  | 21
| Russell City Energy Center |  | WECC | CA | Combined Cycle | 75% | 429 | 464.25 |  |  | 22
| Los Esteros Critical Energy Facility |  | WECC | CA | Combined Cycle | 100% | 243 | 309 | 6 |  | 23
| Gilroy Energy Center |  | WECC | CA | Simple Cycle | 100% | 0 | 141 | #REF! |  | 24
| Gilroy Cogeneration Plant |  | WECC | CA | Cogen | 100% | 109 | 130 | #REF! |  | 25
| King City Cogeneration Plant |  | WECC | CA | Cogen | 100% | 120 | 120 | #REF! |  | 26
| Wolfskill Energy Center |  | WECC | CA | Simple Cycle | 100% | 0 | 48 | #REF! |  | 27
| Yuba City Energy Center |  | WECC | CA | Simple Cycle | 100% | 0 | 47 | #REF! |  | 28
| Feather River Energy Center |  | WECC | CA | Simple Cycle | 100% | 0 | 47 | #REF! |  | 29
| Creed Energy Center |  | WECC | CA | Simple Cycle | 100% | 0 | 47 | #REF! |  | 30
| Lambie Energy Center |  | WECC | CA | Simple Cycle | 100% | 0 | 47 | #REF! |  | 31
| Goose Haven Energy Center |  | WECC | CA | Simple Cycle | 100% | 0 | 47 | #REF! |  | 32
| Riverview Energy Center |  | WECC | CA | Simple Cycle | 100% | 0 | 47 | #REF! |  | 33
| King City Peaking Energy Center |  | WECC | CA | Simple Cycle | 100% | 0 | 44 | #REF! |  | 34
| Agnews Power Plant |  | WECC | CA | Combined Cycle | 100% | 28 | 28 | #REF! |  | 35
| Subtotal | [5 empty] | 6492 | 7435.25 | #REF!
TEXAS
| Deer Park Energy Center |  | TRE | TX | Cogen | 100% | 1103 | 1204 |  |  | 36
| Guadalupe Energy Center |  | TRE | TX | Combined Cycle | 100% | 1009 | 1000 |  |  | 37
| Baytown Energy Center |  | TRE | TX | Cogen | 100% | 810 | 896 | #REF! |  | 38
| Channel Energy Center |  | TRE | TX | Cogen | 100% | 732 | 817 | #REF! |  | 39
| Pasadena Power Plant(4) |  | TRE | TX | Cogen/Combined Cycle | 100% | 763 | 781 | #REF! |  | 40
| Bosque Energy Center |  | TRE | TX | Combined Cycle | 100% | 740 | 762 |  |  | 41
| Freestone Energy Center |  | TRE | TX | Combined Cycle | 75% | 779 | 746 | #REF! |  | 42
| Magic Valley Generating Station |  | TRE | TX | Combined Cycle | 100% | 682 | 712 | #REF! |  | 43
| Jack A. Fusco Energy Center(5) |  | TRE | TX | Combined Cycle | 100% | 523 | 609 | #REF! |  | 44
| Corpus Christi Energy Center |  | TRE | TX | Cogen | 100% | 426 | 500 | #REF! |  | 45
| Texas City Power Plant |  | TRE | TX | Cogen | 100% | 400 | 453 | #REF! |  | 46
| Hidalgo Energy Center |  | TRE | TX | Combined Cycle | 78.5% | 397 | 379 | #REF! |  | 47
| Freeport Energy Center(6) |  | TRE | TX | Cogen | 100% | 210 | 236 | #REF! |  | 48
| Subtotal | [5 empty] | 8574 | 9095 | #REF!
EAST
| Bethlehem Energy Center |  | RFC | PA | Combined Cycle | 100% | 960 | 1130 |  |  | 49
| Hay Road Energy Center |  | RFC | DE | Combined Cycle | 100% | 931 | 1130 | #REF! |  | 50
| York 2 Energy Center |  | RFC | PA | Combined Cycle | 100% | 668 | 828 |  |  | 51
| Morgan Energy Center |  | SERC | AL | Cogen | 100% | 720 | 807 | #REF! |  | 52
| Fore River Energy Center |  | NPCC | MA | Combined Cycle | 100% | 750 | 731 |  |  | 53
| Edge Moor Energy Center |  | RFC | DE | Steam Cycle | 100% | 0 | 725 | #REF! |  | 54
| Granite Ridge Energy Center |  | NPCC | NH | Combined Cycle | 100% | 745 | 695 |  |  | 55
| York Energy Center |  | RFC | PA | Combined Cycle | 100% | 463.5 | 565 | #REF! |  | 56
| Westbrook Energy Center |  | NPCC | ME | Combined Cycle | 100% | 552 | 552 |  |  | 57
| Greenfield Energy Centre(7) |  | NPCC | ON | Combined Cycle | 50% | 422 | 519 | #REF! |  | 58
| Zion Energy Center |  | RFC | IL | Simple Cycle | 100% | 0 | 503 | #REF! |  | 59
| Pine Bluff Energy Center |  | SERC | AR | Cogen | 100% | 184 | 215 | #REF! |  | 60
| Cumberland Energy Center |  | RFC | NJ | Simple Cycle | 100% | 0 | 191 | #REF! |  | 61
| Kennedy International Airport Power Plant |  | NPCC | NY | Cogen | 100% | 110 | 121 | #REF! |  | 62
| Sherman Avenue Energy Center |  | RFC | NJ | Simple Cycle | 100% | 0 | 92 | #REF! |  | 63
| Bethpage Energy Center 3 |  | NPCC | NY | Combined Cycle | 100% | 60 | 80 | #REF! |  | 64
| Carll's Corner Energy Center |  | RFC | NJ | Simple Cycle | 100% | 0 | 73 | #REF! |  | 65
| Mickleton Energy Center |  | RFC | NJ | Simple Cycle | 100% | 0 | 67 | #REF! |  | 66
| Bethpage Power Plant |  | NPCC | NY | Combined Cycle | 100% | 55 | 56 | #REF! |  | 67
| Christiana Energy Center |  | RFC | DE | Simple Cycle | 100% | 0 | 53 | #REF! |  | 68
| Bethpage Peaker |  | NPCC | NY | Simple Cycle | 100% | 0 | 48 | #REF! |  | 69
| Stony Brook Power Plant |  | NPCC | NY | Cogen | 100% | 45 | 47 | #REF! |  | 70
| Tasley Energy Center |  | RFC | VA | Simple Cycle | 100% | 0 | 33 | #REF! |  | 71
| Delaware City Energy Center |  | RFC | DE | Simple Cycle | 100% | 0 | 23 | #REF! |  | 72
| West Energy Center |  | RFC | DE | Simple Cycle | 100% | 0 | 20 | #REF! |  | 73
| Bayview Energy Center |  | RFC | VA | Simple Cycle | 100% | 0 | 12 | #REF! |  | 74
| Crisfield Energy Center |  | RFC | MD | Simple Cycle | 100% | 0 | 10 | #REF! |  | 75
| Vineland Solar Energy Center |  | RFC | NJ | Renewable | 100% | 0 | 4 | #REF! |  | 76 | Total number of plants
| Subtotal | [5 empty] | 6665.5 | 9330 | #REF! | Total count of pwr plants
| Total operating power plants | 76 |  |  |  |  | 21731.5 | 25860.25
Projects Under Construction and Advanced Development
Projects under construction
| Washington Parish Energy Center (8) |  | SERC | LA | Simple Cycle | 100% | 0 | 361
Projects under advanced development
| Bluestone Wind Farm (9) |  | NPCC | NY | Renewable | 100% | 124 | 124
| High Bridge Wind Farm (9) |  | NPCC | NY | Renewable | 100% | 100 | 100
| Total operating power plants and projects under contruction and advanced development | [5 empty] | 21955.5 | 26445.25
-1 | Natural gas-fired fleet capacities are generally derived on as-built as-designed outputs, including upgrades, based on site specific annual average temperatures and average process steam flows for cogeneration power plants, as applicable. Geothermal capacities are derived from historical generation output and steam reservoir modeling under average ambient conditions (temperatures and rainfall). Wind capacities are based on nameplate capacity.
-2 | Natural gas-fired fleet peaking capacities are primarily derived on as-built as-designed peaking outputs based on site specific average summer temperatures and include power enhancement features such as heat recovery steam generator duct-firing, gas turbine power augmentation, and/or other power augmentation features. For certain power plants with definitive contracts, capacities at contract conditions have been included. Oil-fired capacities reflect capacity test results.
-3 | These outputs do not factor in the typical MW loss and recovery profiles over time, which natural-gas fired turbine power plants display associated with their planned major maintenance schedules.
-4 | Pasadena is comprised of 260 MW of cogen technology and 521 MW of combined cycle (non-cogen) technology.
-5 | Formerly our Brazos Valley Power Plant, which was renamed in December 2017.
-6 | Freeport Energy Center is owned by Calpine; however, it is contracted and operated by The Dow Chemical Company.
-7 | Calpine holds a 50% partnership interest in Greenfield LP through its subsidiaries; however, it is operated by a third party.
-8 | A third party will purchase a 100% ownership interest in this power plant upon achieving commercial operation.
-9 | Once construction is complete, these wind facilities will sell all of the RECs associated with the power produced to a third party under separate 20-year renewable energy credit sales agreements.

## Recon Baseload 12.31.19 (hidden)
Table of Operating Power Plants and Projects Under Advanced Development/Construction Recon
|  | West | Texas | East |  | Total | Check | Notes
| Operating MW Capacities at 9.30.19: | 6492 | 8574 | 6690.5 |  | 21756.5
| Whitby Cogeneration |  |  | -25 |  | -25 |  | sold
| Bosque Energy Center |  | 20 |  |  | 20 |  | MW upgrade
| Operating MW Capacities at 12.31.19: | 6492 | 8594 | 6665.5 | 0 | 21751.5 | 0
Proj under construction and advanced development :
Projects under construction
| Washington Parish Energy Center | 0 | 0 | 0 |  | 0
| Total under construction | 0 | 0 | 0 | 0 | 0
Proj under advanced development
| Bluestone Wind Farm |  | 0 | 124 |  | 124
| High Bridge Wind Farm |  |  | 100 |  | 100
| Total under construction/advanced development | 0 | 0 | 224 |  | 224
| Grand Total Net Base load Interest | 6492 | 8594 | 6889.5 | 0 | 21975.5 | 0
~MW Upgrade
| Pasadena (SW) | 2Q10 - 1 unit |  |  |  | 10
| Deer Park (SW) | 4Q09 - 1 unit, 2Q10 - 2 units, 2Q12 - 1 unit |  |  |  | 44
| Baytown (SW) | 1Q11 - 1 unit, 2Q11 - 2 units |  |  |  | 42
| Brazos Valley (GE) | 1Q11 - 2 units |  |  |  | 12
| Westbrook (GE) | 2Q11 - 1 unit, 2Q12 - 1 unit |  |  |  | 15
| Los Medanos (GE) | 2Q11 - 2 units |  |  |  | 12
| Delta (SW) | 2Q08 - 1 unit |  |  |  | 15
| Hermiston (SW) | 4Q11 - 2 units |  |  |  | 19
| Pastoria (GE) | 2Q12 - 2 units |  |  |  | 20
| Magic Valley (SW) | 2Q13 - 1 unit |  |  |  | 10
| Magic Valley (SW) | 2Q14 - 1 unit |  |  |  | 10
209
| SW total | 13 units
| GE total | 8 units
| Outstanding: | Committed but not yet complete
| SW total | 3 units

## Recon Peaking 12.31.19 (hidden)
Table of Operating Power Plants and Projects Under Advanced Development/Construction Recon
|  | West | Texas | East |  | Total | Check | Notes
| Operating MW Capacities at 9.30.19: | 7435.25 | 9095 | 9355 |  | 25885.25
| Whitby Cogeneration | 0 | 0 | -25 |  | -25 |  | sold
| Bosque Energy Center |  | 20 |  |  | 20 |  | MW upgrade
| Operating MW Capacities at 12.31.19: | 7435.25 | 9115 | 9330 |  | 25880.25 | 0
Proj under advanced development and construction:
Projects under construction
| Washington Parish Energy Center |  | 361 |  |  | 361
| Total under construction | 0 | 361 | 0 | 0 | 361
Proj under advanced development
| Bluestone Wind Farm |  |  | 124 |  | 124
| High Bridge Wind Farm |  |  | 100 |  | 100
| Total under construction/ advanced development | 0 | 361 | 224 | 0 | 585
| Grand Total Net Peak Interest | 7435.25 | 9476 | 9554 |  | 26465.25 | 0
~MW Upgrade
| Pasadena (SW) | 2Q10 - 1 unit |  |  |  | 10
| Deer Park (SW) | 4Q09 - 1 unit, 2Q10 - 2 units, 2Q12 - 1 unit |  |  |  | 44
| Baytown (SW) | 1Q11 - 1 unit, 2Q11 - 2 units |  |  |  | 42
| Brazos Valley (GE) | 1Q11 - 2 units |  |  |  | 12
| Westbrook (GE) | 2Q11 - 1 unit, 2Q12 - 1 unit |  |  |  | 15
| Los Medanos (GE) | 2Q11 - 2 units |  |  |  | 12
| Delta (SW) | 2Q08 - 1 unit |  |  |  | 15
| Hermiston (SW) | 4Q11 - 2 units |  |  |  | 19
| Pastoria (GE) | 2Q12 - 2 units |  |  |  | 20
| Magic Valley (SW) | 2Q13 - 1 unit |  |  |  | 10
| Magic Valley (SW) | 2Q14 - 1 unit |  |  |  | 10
209
| SW total | 13 units
| GE total | 8 units
| Outstanding: | Committed but not yet complete
| SW total | 3 units

## CPN Portfolio 9.30.19 (hidden)
Table of Operating Power Plants and Projects Under Construction and Advanced Development as of September 30, 2019
[7 empty] | Calpine Net | Calpine Net
|  |  |  | U.S. State or |  | Calpine | Interest | Interest With
|  |  | NERC | Canadian |  | Interest | Baseload | Peaking
| SEGMENT /Power Plant |  | Region | Province | Technology | Percentage | (MW) (1)(3) | (MW) (2)(3) |  |  | Count of Plants
| WEST | [7 empty] | Count
Geothermal
| McCabe #5 & #6 |  | WECC | CA | Renewable | 100% | 84 | 84 | 1 |  | 1
| Ridge Line #7 & #8 |  | WECC | CA | Renewable | 100% | 76 | 76 | 2 |  | 2
| Calistoga |  | WECC | CA | Renewable | 100% | 69 | 69 | 3 |  | 3
| Eagle Rock |  | WECC | CA | Renewable | 100% | 68 | 68 | 4 |  | 4
| Big Geysers |  | WECC | CA | Renewable | 100% | 61 | 61 | 5 |  | 5
| Lake View |  | WECC | CA | Renewable | 100% | 54 | 54 | 8 |  | 6
| Quicksilver |  | WECC | CA | Renewable | 100% | 53 | 53 | 6 |  | 7
| Sonoma |  | WECC | CA | Renewable | 100% | 53 | 53 | 12 |  | 8
| Cobb Creek |  | WECC | CA | Renewable | 100% | 51 | 51 | 7 |  | 9
| Socrates |  | WECC | CA | Renewable | 100% | 50 | 50 | 9 |  | 10
| Sulphur Springs |  | WECC | CA | Renewable | 100% | 47 | 47 | 10 |  | 11
| Grant |  | WECC | CA | Renewable | 100% | 41 | 41 | 11 |  | 12
| Aidlin |  | WECC | CA | Renewable | 100% | 18 | 18 | #REF! |  | 13
Natural Gas-Fired
| Delta Energy Center |  | WECC | CA | Combined Cycle | 100% | 835 | 857 | #REF! |  | 14
| Pastoria Energy Facility |  | WECC | CA | Combined Cycle | 100% | 780 | 759 | #REF! |  | 15
| Hermiston Power Project |  | WECC | OR | Combined Cycle | 100% | 566 | 635 | #REF! |  | 16
| Otay Mesa Energy Center |  | WECC | CA | Combined Cycle | 100% | 513 | 608 | #REF! |  | 17
| Metcalf Energy Center |  | WECC | CA | Combined Cycle | 100% | 564 | 605 | #REF! |  | 18
| Sutter Energy Center |  | WECC | CA | Combined Cycle | 100% | 542 | 578 | #REF! |  | 19
| Los Medanos Energy Center |  | WECC | CA | Cogen | 100% | 518 | 572 | #REF! |  | 20
| South Point Energy Center |  | WECC | AZ | Combined Cycle | 100% | 520 | 530 | #REF! |  | 21
| Russell City Energy Center |  | WECC | CA | Combined Cycle | 75% | 429 | 464.25 |  |  | 22
| Los Esteros Critical Energy Facility |  | WECC | CA | Combined Cycle | 100% | 243 | 309 | 6 |  | 23
| Gilroy Energy Center |  | WECC | CA | Simple Cycle | 100% | 0 | 141 | #REF! |  | 24
| Gilroy Cogeneration Plant |  | WECC | CA | Cogen | 100% | 109 | 130 | #REF! |  | 25
| King City Cogeneration Plant |  | WECC | CA | Cogen | 100% | 120 | 120 | #REF! |  | 26
| Wolfskill Energy Center |  | WECC | CA | Simple Cycle | 100% | 0 | 48 | #REF! |  | 27
| Yuba City Energy Center |  | WECC | CA | Simple Cycle | 100% | 0 | 47 | #REF! |  | 28
| Feather River Energy Center |  | WECC | CA | Simple Cycle | 100% | 0 | 47 | #REF! |  | 29
| Creed Energy Center |  | WECC | CA | Simple Cycle | 100% | 0 | 47 | #REF! |  | 30
| Lambie Energy Center |  | WECC | CA | Simple Cycle | 100% | 0 | 47 | #REF! |  | 31
| Goose Haven Energy Center |  | WECC | CA | Simple Cycle | 100% | 0 | 47 | #REF! |  | 32
| Riverview Energy Center |  | WECC | CA | Simple Cycle | 100% | 0 | 47 | #REF! |  | 33
| King City Peaking Energy Center |  | WECC | CA | Simple Cycle | 100% | 0 | 44 | #REF! |  | 34
| Agnews Power Plant |  | WECC | CA | Combined Cycle | 100% | 28 | 28 | #REF! |  | 35
| Subtotal | [5 empty] | 6492 | 7435.25 | #REF!
TEXAS
| Deer Park Energy Center |  | TRE | TX | Cogen | 100% | 1103 | 1204 |  |  | 36
| Guadalupe Energy Center |  | TRE | TX | Combined Cycle | 100% | 1009 | 1000 |  |  | 37
| Baytown Energy Center |  | TRE | TX | Cogen | 100% | 810 | 896 | #REF! |  | 38
| Channel Energy Center |  | TRE | TX | Cogen | 100% | 732 | 817 | #REF! |  | 39
| Pasadena Power Plant(4) |  | TRE | TX | Cogen/Combined Cycle | 100% | 763 | 781 | #REF! |  | 40
| Bosque Energy Center |  | TRE | TX | Combined Cycle | 100% | 740 | 762 |  |  | 41
| Freestone Energy Center |  | TRE | TX | Combined Cycle | 75% | 779 | 746 | #REF! |  | 42
| Magic Valley Generating Station |  | TRE | TX | Combined Cycle | 100% | 682 | 712 | #REF! |  | 43
| Jack A. Fusco Energy Center(5) |  | TRE | TX | Combined Cycle | 100% | 523 | 609 | #REF! |  | 44
| Corpus Christi Energy Center |  | TRE | TX | Cogen | 100% | 426 | 500 | #REF! |  | 45
| Texas City Power Plant |  | TRE | TX | Cogen | 100% | 400 | 453 | #REF! |  | 46
| Hidalgo Energy Center |  | TRE | TX | Combined Cycle | 78.5% | 397 | 379 | #REF! |  | 47
| Freeport Energy Center(6) |  | TRE | TX | Cogen | 100% | 210 | 236 | #REF! |  | 48
| Subtotal | [5 empty] | 8574 | 9095 | #REF!
EAST
| Bethlehem Energy Center |  | RFC | PA | Combined Cycle | 100% | 960 | 1130 |  |  | 49
| Hay Road Energy Center |  | RFC | DE | Combined Cycle | 100% | 931 | 1130 | #REF! |  | 50
| York 2 Energy Center |  | RFC | PA | Combined Cycle | 100% | 668 | 828 |  |  | 51
| Morgan Energy Center |  | SERC | AL | Cogen | 100% | 720 | 807 | #REF! |  | 52
| Fore River Energy Center |  | NPCC | MA | Combined Cycle | 100% | 750 | 731 |  |  | 53
| Edge Moor Energy Center |  | RFC | DE | Steam Cycle | 100% | 0 | 725 | #REF! |  | 54
| Granite Ridge Energy Center |  | NPCC | NH | Combined Cycle | 100% | 745 | 695 |  |  | 55
| York Energy Center |  | RFC | PA | Combined Cycle | 100% | 463.5 | 565 | #REF! |  | 56
| Westbrook Energy Center |  | NPCC | ME | Combined Cycle | 100% | 552 | 552 |  |  | 57
| Greenfield Energy Centre(7) |  | NPCC | ON | Combined Cycle | 50% | 422 | 519 | #REF! |  | 58
| Zion Energy Center |  | RFC | IL | Simple Cycle | 100% | 0 | 503 | #REF! |  | 59
| Pine Bluff Energy Center |  | SERC | AR | Cogen | 100% | 184 | 215 | #REF! |  | 60
| Cumberland Energy Center |  | RFC | NJ | Simple Cycle | 100% | 0 | 191 | #REF! |  | 61
| Kennedy International Airport Power Plant |  | NPCC | NY | Cogen | 100% | 110 | 121 | #REF! |  | 62
| Sherman Avenue Energy Center |  | RFC | NJ | Simple Cycle | 100% | 0 | 92 | #REF! |  | 63
| Bethpage Energy Center 3 |  | NPCC | NY | Combined Cycle | 100% | 60 | 80 | #REF! |  | 64
| Carll's Corner Energy Center |  | RFC | NJ | Simple Cycle | 100% | 0 | 73 | #REF! |  | 65
| Mickleton Energy Center |  | RFC | NJ | Simple Cycle | 100% | 0 | 67 | #REF! |  | 66
| Bethpage Power Plant |  | NPCC | NY | Combined Cycle | 100% | 55 | 56 | #REF! |  | 67
| Christiana Energy Center |  | RFC | DE | Simple Cycle | 100% | 0 | 53 | #REF! |  | 68
| Bethpage Peaker |  | NPCC | NY | Simple Cycle | 100% | 0 | 48 | #REF! |  | 69
| Stony Brook Power Plant |  | NPCC | NY | Cogen | 100% | 45 | 47 | #REF! |  | 70
| Tasley Energy Center |  | RFC | VA | Simple Cycle | 100% | 0 | 33 | #REF! |  | 71
| Whitby Cogeneration(8) |  | NPCC | ON | Cogen | 50% | 25 | 25 | #REF! |  | 72
| Delaware City Energy Center |  | RFC | DE | Simple Cycle | 100% | 0 | 23 | #REF! |  | 73
| West Energy Center |  | RFC | DE | Simple Cycle | 100% | 0 | 20 | #REF! |  | 74
| Bayview Energy Center |  | RFC | VA | Simple Cycle | 100% | 0 | 12 | #REF! |  | 75
| Crisfield Energy Center |  | RFC | MD | Simple Cycle | 100% | 0 | 10 | #REF! |  | 76
| Vineland Solar Energy Center |  | RFC | NJ | Renewable | 100% | 0 | 4 | #REF! |  | 77 | Total number of plants
| Subtotal | [5 empty] | 6690.5 | 9355 | #REF! | Total count of pwr plants
| Total operating power plants | 77 |  |  |  |  | 21756.5 | 25885.25
Projects Under Construction and Advanced Development
Projects under construction
| Washington Parish Energy Center (9) |  | SERC | LA | Simple Cycle | 100% | 0 | 361
Projects under advanced development
| Bluestone Wind Farm (10) |  | NPCC | NY | Renewable | 100% | 124 | 124
| High Bridge Wind Farm (10) |  | NPCC | NY | Renewable | 100% | 100 | 100
| Total operating power plants and projects under contruction and advanced development | [5 empty] | 21980.5 | 26470.25
-1 | Natural gas-fired fleet capacities are generally derived on as-built as-designed outputs, including upgrades, based on site specific annual average temperatures and average process steam flows for cogeneration power plants, as applicable. Geothermal capacities are derived from historical generation output and steam reservoir modeling under average ambient conditions (temperatures and rainfall). Wind capacities are based on nameplate capacity.
-2 | Natural gas-fired fleet peaking capacities are primarily derived on as-built as-designed peaking outputs based on site specific average summer temperatures and include power enhancement features such as heat recovery steam generator duct-firing, gas turbine power augmentation, and/or other power augmentation features. For certain power plants with definitive contracts, capacities at contract conditions have been included. Oil-fired capacities reflect capacity test results.
-3 | These outputs do not factor in the typical MW loss and recovery profiles over time, which natural-gas fired turbine power plants display associated with their planned major maintenance schedules.
-4 | Pasadena is comprised of 260 MW of cogen technology and 521 MW of combined cycle (non-cogen) technology.
-5 | Formerly our Brazos Valley Power Plant, which was renamed in December 2017.
-6 | Freeport Energy Center is owned by Calpine; however, it is contracted and operated by The Dow Chemical Company.
-7 | Calpine holds a 50% partnership interest in Greenfield LP through its subsidiaries; however, it is operated by a third party.
-8 | Calpine holds a 50% partnership interest in Whitby Cogeneration through its subsidiaries; however, it is operated by Atlantic Packaging Products Ltd.
-9 | A third party will purchase a 100% ownership interest in this power plant upon achieving commercial operation.
-10 | Once construction is complete, these wind facilities will sell all of the RECs associated with the power produced to a third party under separate 20-year renewable energy credit sales agreements.

## Recon Peaking 9.30.19 (hidden)
Table of Operating Power Plants and Projects Under Advanced Development/Construction Recon
|  | West | Texas | East |  | Total | Check | Notes
| Operating MW Capacities at 7.10.19: | 7435.25 | 9095 | 9355 |  | 25885.25
|  | 0 | 0 | 0 |  | 0
|  |  |  | 0 |  | 0
| Operating MW Capacities at 9.30.19: | 7435.25 | 9095 | 9355 |  | 25885.25 | 0
Proj under advanced development and construction:
Projects under construction
| Washington Parish Energy Center |  | 361 |  |  | 361
| Total under construction | 0 | 361 | 0 | 0 | 361
Proj under advanced development
| Bluestone Wind Farm |  |  | 124 |  | 124
| High Bridge Wind Farm |  |  | 100 |  | 100
| Total under construction/ advanced development | 0 | 361 | 224 | 0 | 585
| Grand Total Net Peak Interest | 7435.25 | 9456 | 9579 |  | 26470.25 | 0
~MW Upgrade
| Pasadena (SW) | 2Q10 - 1 unit |  |  |  | 10
| Deer Park (SW) | 4Q09 - 1 unit, 2Q10 - 2 units, 2Q12 - 1 unit |  |  |  | 44
| Baytown (SW) | 1Q11 - 1 unit, 2Q11 - 2 units |  |  |  | 42
| Brazos Valley (GE) | 1Q11 - 2 units |  |  |  | 12
| Westbrook (GE) | 2Q11 - 1 unit, 2Q12 - 1 unit |  |  |  | 15
| Los Medanos (GE) | 2Q11 - 2 units |  |  |  | 12
| Delta (SW) | 2Q08 - 1 unit |  |  |  | 15
| Hermiston (SW) | 4Q11 - 2 units |  |  |  | 19
| Pastoria (GE) | 2Q12 - 2 units |  |  |  | 20
| Magic Valley (SW) | 2Q13 - 1 unit |  |  |  | 10
| Magic Valley (SW) | 2Q14 - 1 unit |  |  |  | 10
209
| SW total | 13 units
| GE total | 8 units
| Outstanding: | Committed but not yet complete
| SW total | 3 units

## Recon Baseload 9.30.19 (hidden)
Table of Operating Power Plants and Projects Under Advanced Development/Construction Recon
|  | West | Texas | East |  | Total | Check | Notes
| Operating MW Capacities at 7.10.19: | 6492 | 8574 | 6690.5 |  | 21756.5
| Bethlehem Energy Center |  |  | 0 |  | 0
| Hay Road Energy Center |  |  | 0 |  | 0
| York 1 Energy Center |  |  | 0 |  | 0
| Operating MW Capacities at 9.30.19: | 6492 | 8574 | 6690.5 | 0 | 21756.5 | 0
Proj under construction and advanced development :
Projects under construction
| Washington Parish Energy Center | 0 | 0 | 0 |  | 0
| Total under construction | 0 | 0 | 0 | 0 | 0
Proj under advanced development
| Bluestone Wind Farm |  | 0 | 124 |  | 124
| High Bridge Wind Farm |  |  | 100 |  | 100
| Total under construction/advanced development | 0 | 0 | 224 | 0 | 224
| Grand Total Net Base load Interest | 6492 | 8574 | 6914.5 | 0 | 21980.5 | 0
~MW Upgrade
| Pasadena (SW) | 2Q10 - 1 unit |  |  |  | 10
| Deer Park (SW) | 4Q09 - 1 unit, 2Q10 - 2 units, 2Q12 - 1 unit |  |  |  | 44
| Baytown (SW) | 1Q11 - 1 unit, 2Q11 - 2 units |  |  |  | 42
| Brazos Valley (GE) | 1Q11 - 2 units |  |  |  | 12
| Westbrook (GE) | 2Q11 - 1 unit, 2Q12 - 1 unit |  |  |  | 15
| Los Medanos (GE) | 2Q11 - 2 units |  |  |  | 12
| Delta (SW) | 2Q08 - 1 unit |  |  |  | 15
| Hermiston (SW) | 4Q11 - 2 units |  |  |  | 19
| Pastoria (GE) | 2Q12 - 2 units |  |  |  | 20
| Magic Valley (SW) | 2Q13 - 1 unit |  |  |  | 10
| Magic Valley (SW) | 2Q14 - 1 unit |  |  |  | 10
209
| SW total | 13 units
| GE total | 8 units
| Outstanding: | Committed but not yet complete
| SW total | 3 units

## CPN Portfolio 7.10.19 (hidden)
Table of Operating Power Plants and Projects Under Construction and Advanced Development as of July 10, 2019
[7 empty] | Calpine Net | Calpine Net
|  |  |  | U.S. State or |  | Calpine | Interest | Interest With
|  |  | NERC | Canadian |  | Interest | Baseload | Peaking
| SEGMENT /Power Plant |  | Region | Province | Technology | Percentage | (MW) (1)(3) | (MW) (2)(3) |  |  | Count of Plants
| WEST | [7 empty] | Count
Geothermal
| McCabe #5 & #6 |  | WECC | CA | Renewable | 100% | 84 | 84 | 1 |  | 1
| Ridge Line #7 & #8 |  | WECC | CA | Renewable | 100% | 76 | 76 | 2 |  | 2
| Calistoga |  | WECC | CA | Renewable | 100% | 69 | 69 | 3 |  | 3
| Eagle Rock |  | WECC | CA | Renewable | 100% | 68 | 68 | 4 |  | 4
| Big Geysers |  | WECC | CA | Renewable | 100% | 61 | 61 | 5 |  | 5
| Lake View |  | WECC | CA | Renewable | 100% | 54 | 54 | 8 |  | 6
| Quicksilver |  | WECC | CA | Renewable | 100% | 53 | 53 | 6 |  | 7
| Sonoma |  | WECC | CA | Renewable | 100% | 53 | 53 | 12 |  | 8
| Cobb Creek |  | WECC | CA | Renewable | 100% | 51 | 51 | 7 |  | 9
| Socrates |  | WECC | CA | Renewable | 100% | 50 | 50 | 9 |  | 10
| Sulphur Springs |  | WECC | CA | Renewable | 100% | 47 | 47 | 10 |  | 11
| Grant |  | WECC | CA | Renewable | 100% | 41 | 41 | 11 |  | 12
| Aidlin |  | WECC | CA | Renewable | 100% | 18 | 18 | #REF! |  | 13
Natural Gas-Fired
| Delta Energy Center |  | WECC | CA | Combined Cycle | 100% | 835 | 857 | #REF! |  | 14
| Pastoria Energy Facility |  | WECC | CA | Combined Cycle | 100% | 780 | 759 | #REF! |  | 15
| Hermiston Power Project |  | WECC | OR | Combined Cycle | 100% | 566 | 635 | #REF! |  | 16
| Otay Mesa Energy Center |  | WECC | CA | Combined Cycle | 100% | 513 | 608 | #REF! |  | 17
| Metcalf Energy Center |  | WECC | CA | Combined Cycle | 100% | 564 | 605 | #REF! |  | 18
| Sutter Energy Center |  | WECC | CA | Combined Cycle | 100% | 542 | 578 | #REF! |  | 19
| Los Medanos Energy Center |  | WECC | CA | Cogen | 100% | 518 | 572 | #REF! |  | 20
| South Point Energy Center |  | WECC | AZ | Combined Cycle | 100% | 520 | 530 | #REF! |  | 21
| Russell City Energy Center |  | WECC | CA | Combined Cycle | 75% | 429 | 464.25 |  |  | 22
| Los Esteros Critical Energy Facility |  | WECC | CA | Combined Cycle | 100% | 243 | 309 | 6 |  | 23
| Gilroy Energy Center |  | WECC | CA | Simple Cycle | 100% | 0 | 141 | #REF! |  | 24
| Gilroy Cogeneration Plant |  | WECC | CA | Cogen | 100% | 109 | 130 | #REF! |  | 25
| King City Cogeneration Plant |  | WECC | CA | Cogen | 100% | 120 | 120 | #REF! |  | 26
| Wolfskill Energy Center |  | WECC | CA | Simple Cycle | 100% | 0 | 48 | #REF! |  | 27
| Yuba City Energy Center |  | WECC | CA | Simple Cycle | 100% | 0 | 47 | #REF! |  | 28
| Feather River Energy Center |  | WECC | CA | Simple Cycle | 100% | 0 | 47 | #REF! |  | 29
| Creed Energy Center |  | WECC | CA | Simple Cycle | 100% | 0 | 47 | #REF! |  | 30
| Lambie Energy Center |  | WECC | CA | Simple Cycle | 100% | 0 | 47 | #REF! |  | 31
| Goose Haven Energy Center |  | WECC | CA | Simple Cycle | 100% | 0 | 47 | #REF! |  | 32
| Riverview Energy Center |  | WECC | CA | Simple Cycle | 100% | 0 | 47 | #REF! |  | 33
| King City Peaking Energy Center |  | WECC | CA | Simple Cycle | 100% | 0 | 44 | #REF! |  | 34
| Agnews Power Plant |  | WECC | CA | Combined Cycle | 100% | 28 | 28 | #REF! |  | 35
| Subtotal | [5 empty] | 6492 | 7435.25 | #REF!
TEXAS
| Deer Park Energy Center |  | TRE | TX | Cogen | 100% | 1103 | 1204 |  |  | 36
| Guadalupe Energy Center |  | TRE | TX | Combined Cycle | 100% | 1009 | 1000 |  |  | 37
| Baytown Energy Center |  | TRE | TX | Cogen | 100% | 810 | 896 | #REF! |  | 38
| Channel Energy Center |  | TRE | TX | Cogen | 100% | 732 | 817 | #REF! |  | 39
| Pasadena Power Plant(4) |  | TRE | TX | Cogen/Combined Cycle | 100% | 763 | 781 | #REF! |  | 40
| Bosque Energy Center |  | TRE | TX | Combined Cycle | 100% | 740 | 762 |  |  | 41
| Freestone Energy Center |  | TRE | TX | Combined Cycle | 75% | 779 | 746 | #REF! |  | 42
| Magic Valley Generating Station |  | TRE | TX | Combined Cycle | 100% | 682 | 712 | #REF! |  | 43
| Jack A. Fusco Energy Center(5) |  | TRE | TX | Combined Cycle | 100% | 523 | 609 | #REF! |  | 44
| Corpus Christi Energy Center |  | TRE | TX | Cogen | 100% | 426 | 500 | #REF! |  | 45
| Texas City Power Plant |  | TRE | TX | Cogen | 100% | 400 | 453 | #REF! |  | 46
| Hidalgo Energy Center |  | TRE | TX | Combined Cycle | 78.5% | 397 | 379 | #REF! |  | 47
| Freeport Energy Center(6) |  | TRE | TX | Cogen | 100% | 210 | 236 | #REF! |  | 48
| Subtotal | [5 empty] | 8574 | 9095 | #REF!
EAST
| Bethlehem Energy Center |  | RFC | PA | Combined Cycle | 100% | 960 | 1130 |  |  | 49
| Hay Road Energy Center |  | RFC | DE | Combined Cycle | 100% | 931 | 1130 | #REF! |  | 50
| York 2 Energy Center |  | RFC | PA | Combined Cycle | 100% | 668 | 828 |  |  | 51
| Morgan Energy Center |  | SERC | AL | Cogen | 100% | 720 | 807 | #REF! |  | 52
| Fore River Energy Center |  | NPCC | MA | Combined Cycle | 100% | 750 | 731 |  |  | 53
| Edge Moor Energy Center |  | RFC | DE | Steam Cycle | 100% | 0 | 725 | #REF! |  | 54
| Granite Ridge Energy Center |  | NPCC | NH | Combined Cycle | 100% | 745 | 695 |  |  | 55
| York Energy Center |  | RFC | PA | Combined Cycle | 100% | 463.5 | 565 | #REF! |  | 56
| Westbrook Energy Center |  | NPCC | ME | Combined Cycle | 100% | 552 | 552 |  |  | 57
| Greenfield Energy Centre(7) |  | NPCC | ON | Combined Cycle | 50% | 422 | 519 | #REF! |  | 58
| Zion Energy Center |  | RFC | IL | Simple Cycle | 100% | 0 | 503 | #REF! |  | 59
| Pine Bluff Energy Center |  | SERC | AR | Cogen | 100% | 184 | 215 | #REF! |  | 60
| Cumberland Energy Center |  | RFC | NJ | Simple Cycle | 100% | 0 | 191 | #REF! |  | 61
| Kennedy International Airport Power Plant |  | NPCC | NY | Cogen | 100% | 110 | 121 | #REF! |  | 62
| Sherman Avenue Energy Center |  | RFC | NJ | Simple Cycle | 100% | 0 | 92 | #REF! |  | 63
| Bethpage Energy Center 3 |  | NPCC | NY | Combined Cycle | 100% | 60 | 80 | #REF! |  | 64
| Carll's Corner Energy Center |  | RFC | NJ | Simple Cycle | 100% | 0 | 73 | #REF! |  | 65
| Mickleton Energy Center |  | RFC | NJ | Simple Cycle | 100% | 0 | 67 | #REF! |  | 66
| Bethpage Power Plant |  | NPCC | NY | Combined Cycle | 100% | 55 | 56 | #REF! |  | 67
| Christiana Energy Center |  | RFC | DE | Simple Cycle | 100% | 0 | 53 | #REF! |  | 68
| Bethpage Peaker |  | NPCC | NY | Simple Cycle | 100% | 0 | 48 | #REF! |  | 69
| Stony Brook Power Plant |  | NPCC | NY | Cogen | 100% | 45 | 47 | #REF! |  | 70
| Tasley Energy Center |  | RFC | VA | Simple Cycle | 100% | 0 | 33 | #REF! |  | 71
| Whitby Cogeneration(8) |  | NPCC | ON | Cogen | 50% | 25 | 25 | #REF! |  | 72
| Delaware City Energy Center |  | RFC | DE | Simple Cycle | 100% | 0 | 23 | #REF! |  | 73
| West Energy Center |  | RFC | DE | Simple Cycle | 100% | 0 | 20 | #REF! |  | 74
| Bayview Energy Center |  | RFC | VA | Simple Cycle | 100% | 0 | 12 | #REF! |  | 75
| Crisfield Energy Center |  | RFC | MD | Simple Cycle | 100% | 0 | 10 | #REF! |  | 76
| Vineland Solar Energy Center |  | RFC | NJ | Renewable | 100% | 0 | 4 | #REF! |  | 77 | Total number of plants
| Subtotal | [5 empty] | 6690.5 | 9355 | #REF! | Total count of pwr plants
| Total operating power plants | 77 |  |  |  |  | 21756.5 | 25885.25
Projects Under Construction and Advanced Development
Projects under construction
| Washington Parish Energy Center (9) |  | SERC | LA | Simple Cycle | 100% | 0 | 361
Projects under advanced development
| Bluestone Wind Farm (10) |  | NPCC | NY | Renewable | 100% | 124 | 124
| High Bridge Wind Farm (10) |  | NPCC | NY | Renewable | 100% | 100 | 100
| Total operating power plants and projects under contruction and advanced development | [5 empty] | 21980.5 | 26470.25
-1 | Natural gas-fired fleet capacities are generally derived on as-built as-designed outputs, including upgrades, based on site specific annual average temperatures and average process steam flows for cogeneration power plants, as applicable. Geothermal capacities are derived from historical generation output and steam reservoir modeling under average ambient conditions (temperatures and rainfall). Wind capacities are based on nameplate capacity.
-2 | Natural gas-fired fleet peaking capacities are primarily derived on as-built as-designed peaking outputs based on site specific average summer temperatures and include power enhancement features such as heat recovery steam generator duct-firing, gas turbine power augmentation, and/or other power augmentation features. For certain power plants with definitive contracts, capacities at contract conditions have been included. Oil-fired capacities reflect capacity test results.
-3 | These outputs do not factor in the typical MW loss and recovery profiles over time, which natural-gas fired turbine power plants display associated with their planned major maintenance schedules.
-4 | Pasadena is comprised of 260 MW of cogen technology and 521 MW of combined cycle (non-cogen) technology.
-5 | Formerly our Brazos Valley Power Plant, which was renamed in December 2017.
-6 | Freeport Energy Center is owned by Calpine; however, it is contracted and operated by The Dow Chemical Company.
-7 | Calpine holds a 50% partnership interest in Greenfield LP through its subsidiaries; however, it is operated by a third party.
-8 | Calpine holds a 50% partnership interest in Whitby Cogeneration through its subsidiaries; however, it is operated by Atlantic Packaging Products Ltd.
-9 | A third party will purchase a 100% ownership interest in this power plant upon achieving commercial operation.
-10 | Once construction is complete, these wind facilities will sell all of the RECs associated with the power produced to a third party under separate 20-year renewable energy credit sales agreements.

## Recon Peaking 7.10.19 (hidden)
Table of Operating Power Plants and Projects Under Advanced Development/Construction Recon
|  | West | Texas | East |  | Total | Check | Notes
| Operating MW Capacities at 5.01.19: | 7425.25 | 9086 | 10167 |  | 26678.25
| RockGen Energy Center | 0 | 0 | -503 |  | -503 |  | sale of this plant
| Garrison Energy Center |  |  | -309 |  | -309 |  | sale of this plant
| Pastoria Energy Facility | 10 |  |  |  | 10 |  | MW Upgrade
| Channel Energy Center |  | 9 |  |  | 9 |  | MW Upgrade
| Operating MW Capacities at 7.10.19: | 7435.25 | 9095 | 9355 |  | 25885.25 | 0
Proj under advanced development and construction:
Projects under construction
| Washington Parish Energy Center |  | 361 |  |  | 361
| Total under construction | 0 | 361 | 0 | 0 | 361
Proj under advanced development
| Bluestone Wind Farm |  |  | 124 |  | 124
| High Bridge Wind Farm |  |  | 100 |  | 100
| Total under construction/ advanced development | 0 | 361 | 224 | 0 | 585
| Grand Total Net Peak Interest | 7435.25 | 9456 | 9579 |  | 26470.25 | 0
~MW Upgrade
| Pasadena (SW) | 2Q10 - 1 unit |  |  |  | 10
| Deer Park (SW) | 4Q09 - 1 unit, 2Q10 - 2 units, 2Q12 - 1 unit |  |  |  | 44
| Baytown (SW) | 1Q11 - 1 unit, 2Q11 - 2 units |  |  |  | 42
| Brazos Valley (GE) | 1Q11 - 2 units |  |  |  | 12
| Westbrook (GE) | 2Q11 - 1 unit, 2Q12 - 1 unit |  |  |  | 15
| Los Medanos (GE) | 2Q11 - 2 units |  |  |  | 12
| Delta (SW) | 2Q08 - 1 unit |  |  |  | 15
| Hermiston (SW) | 4Q11 - 2 units |  |  |  | 19
| Pastoria (GE) | 2Q12 - 2 units |  |  |  | 20
| Magic Valley (SW) | 2Q13 - 1 unit |  |  |  | 10
| Magic Valley (SW) | 2Q14 - 1 unit |  |  |  | 10
209
| SW total | 13 units
| GE total | 8 units
| Outstanding: | Committed but not yet complete
| SW total | 3 units

## Recon Baseload 7.10.19 (hidden)
Table of Operating Power Plants and Projects Under Advanced Development/Construction Recon
|  | West | Texas | East |  | Total | Check | Notes
| Operating MW Capacities at 5.01.19: | 6482 | 8565 | 7228.5 |  | 22275.5
| RockGen Energy Center |  |  | 0 |  | 0 |  | sale of this plant
| Garrison Energy Center |  |  | -273 |  | -273 |  | sale of this plant
| Pastoria Energy Facility | 10 |  |  |  | 10 |  | MW Upgrade
| Channel Energy Center |  | 9 |  |  | 9 |  | MW Upgrade
| Bethlehem Energy Center |  |  | -102 |  | -102 |  | Adjustments
| Hay Road Energy Center |  |  | -108 |  | -108 |  | Adjustments
| York 1 Energy Center |  |  | -55 |  | -55 |  | Adjustments
| Operating MW Capacities at 7.10.19: | 6492 | 8574 | 6690.5 | 0 | 21756.5 | 0
Proj under construction and advanced development :
Projects under construction
| Washington Parish Energy Center | 0 | 0 | 0 |  | 0
| Total under construction | 0 | 0 | 0 | 0 | 0
Proj under advanced development
| Bluestone Wind Farm |  | 0 | 124 |  | 124
| High Bridge Wind Farm |  |  | 100 |  | 100
| Total under construction/advanced development | 0 | 0 | 224 | 0 | 224
| Grand Total Net Base load Interest | 6492 | 8574 | 6914.5 | 0 | 21980.5 | 0
~MW Upgrade
| Pasadena (SW) | 2Q10 - 1 unit |  |  |  | 10
| Deer Park (SW) | 4Q09 - 1 unit, 2Q10 - 2 units, 2Q12 - 1 unit |  |  |  | 44
| Baytown (SW) | 1Q11 - 1 unit, 2Q11 - 2 units |  |  |  | 42
| Brazos Valley (GE) | 1Q11 - 2 units |  |  |  | 12
| Westbrook (GE) | 2Q11 - 1 unit, 2Q12 - 1 unit |  |  |  | 15
| Los Medanos (GE) | 2Q11 - 2 units |  |  |  | 12
| Delta (SW) | 2Q08 - 1 unit |  |  |  | 15
| Hermiston (SW) | 4Q11 - 2 units |  |  |  | 19
| Pastoria (GE) | 2Q12 - 2 units |  |  |  | 20
| Magic Valley (SW) | 2Q13 - 1 unit |  |  |  | 10
| Magic Valley (SW) | 2Q14 - 1 unit |  |  |  | 10
209
| SW total | 13 units
| GE total | 8 units
| Outstanding: | Committed but not yet complete
| SW total | 3 units

## CPN Portfolio 5.01.19 (hidden)
Table of Operating Power Plants and Projects Under Construction and Advanced Development as of May 1, 2019
[7 empty] | Calpine Net | Calpine Net
|  |  |  | U.S. State or |  | Calpine | Interest | Interest With
|  |  | NERC | Canadian |  | Interest | Baseload | Peaking
| SEGMENT /Power Plant |  | Region | Province | Technology | Percentage | (MW) (1)(3) | (MW) (2)(3) |  |  | Count of Plants
| WEST | [7 empty] | Count
Geothermal
| McCabe #5 & #6 |  | WECC | CA | Renewable | 100% | 84 | 84 | 1 |  | 1
| Ridge Line #7 & #8 |  | WECC | CA | Renewable | 100% | 76 | 76 | 2 |  | 2
| Calistoga |  | WECC | CA | Renewable | 100% | 69 | 69 | 3 |  | 3
| Eagle Rock |  | WECC | CA | Renewable | 100% | 68 | 68 | 4 |  | 4
| Big Geysers |  | WECC | CA | Renewable | 100% | 61 | 61 | 5 |  | 5
| Lake View |  | WECC | CA | Renewable | 100% | 54 | 54 | 8 |  | 6
| Quicksilver |  | WECC | CA | Renewable | 100% | 53 | 53 | 6 |  | 7
| Sonoma |  | WECC | CA | Renewable | 100% | 53 | 53 | 12 |  | 8
| Cobb Creek |  | WECC | CA | Renewable | 100% | 51 | 51 | 7 |  | 9
| Socrates |  | WECC | CA | Renewable | 100% | 50 | 50 | 9 |  | 10
| Sulphur Springs |  | WECC | CA | Renewable | 100% | 47 | 47 | 10 |  | 11
| Grant |  | WECC | CA | Renewable | 100% | 41 | 41 | 11 |  | 12
| Aidlin |  | WECC | CA | Renewable | 100% | 18 | 18 | #REF! |  | 13
Natural Gas-Fired
| Delta Energy Center |  | WECC | CA | Combined Cycle | 100% | 835 | 857 | #REF! |  | 14
| Pastoria Energy Facility |  | WECC | CA | Combined Cycle | 100% | 770 | 749 | #REF! |  | 15
| Hermiston Power Project |  | WECC | OR | Combined Cycle | 100% | 566 | 635 | #REF! |  | 16
| Otay Mesa Energy Center |  | WECC | CA | Combined Cycle | 100% | 513 | 608 | #REF! |  | 17
| Metcalf Energy Center |  | WECC | CA | Combined Cycle | 100% | 564 | 605 | #REF! |  | 18
| Sutter Energy Center |  | WECC | CA | Combined Cycle | 100% | 542 | 578 | #REF! |  | 19
| Los Medanos Energy Center |  | WECC | CA | Cogen | 100% | 518 | 572 | #REF! |  | 20
| South Point Energy Center |  | WECC | AZ | Combined Cycle | 100% | 520 | 530 | #REF! |  | 21
| Russell City Energy Center |  | WECC | CA | Combined Cycle | 75% | 429 | 464.25 |  |  | 22
| Los Esteros Critical Energy Facility |  | WECC | CA | Combined Cycle | 100% | 243 | 309 | 6 |  | 23
| Gilroy Energy Center |  | WECC | CA | Simple Cycle | 100% | 0 | 141 | #REF! |  | 24
| Gilroy Cogeneration Plant |  | WECC | CA | Cogen | 100% | 109 | 130 | #REF! |  | 25
| King City Cogeneration Plant |  | WECC | CA | Cogen | 100% | 120 | 120 | #REF! |  | 26
| Wolfskill Energy Center |  | WECC | CA | Simple Cycle | 100% | 0 | 48 | #REF! |  | 27
| Yuba City Energy Center |  | WECC | CA | Simple Cycle | 100% | 0 | 47 | #REF! |  | 28
| Feather River Energy Center |  | WECC | CA | Simple Cycle | 100% | 0 | 47 | #REF! |  | 29
| Creed Energy Center |  | WECC | CA | Simple Cycle | 100% | 0 | 47 | #REF! |  | 30
| Lambie Energy Center |  | WECC | CA | Simple Cycle | 100% | 0 | 47 | #REF! |  | 31
| Goose Haven Energy Center |  | WECC | CA | Simple Cycle | 100% | 0 | 47 | #REF! |  | 32
| Riverview Energy Center |  | WECC | CA | Simple Cycle | 100% | 0 | 47 | #REF! |  | 33
| King City Peaking Energy Center |  | WECC | CA | Simple Cycle | 100% | 0 | 44 | #REF! |  | 34
| Agnews Power Plant |  | WECC | CA | Combined Cycle | 100% | 28 | 28 | #REF! |  | 35
| Subtotal | [5 empty] | 6482 | 7425.25 | #REF!
TEXAS
| Deer Park Energy Center |  | TRE | TX | Cogen | 100% | 1103 | 1204 |  |  | 36
| Guadalupe Energy Center |  | TRE | TX | Combined Cycle | 100% | 1009 | 1000 |  |  | 37
| Baytown Energy Center |  | TRE | TX | Cogen | 100% | 810 | 896 | #REF! |  | 38
| Channel Energy Center |  | TRE | TX | Cogen | 100% | 723 | 808 | #REF! |  | 39
| Pasadena Power Plant(4) |  | TRE | TX | Cogen/Combined Cycle | 100% | 763 | 781 | #REF! |  | 40
| Bosque Energy Center |  | TRE | TX | Combined Cycle | 100% | 740 | 762 |  |  | 41
| Freestone Energy Center |  | TRE | TX | Combined Cycle | 75% | 779 | 746 | #REF! |  | 42
| Magic Valley Generating Station |  | TRE | TX | Combined Cycle | 100% | 682 | 712 | #REF! |  | 43
| Jack A. Fusco Energy Center(5) |  | TRE | TX | Combined Cycle | 100% | 523 | 609 | #REF! |  | 44
| Corpus Christi Energy Center |  | TRE | TX | Cogen | 100% | 426 | 500 | #REF! |  | 45
| Texas City Power Plant |  | TRE | TX | Cogen | 100% | 400 | 453 | #REF! |  | 46
| Hidalgo Energy Center |  | TRE | TX | Combined Cycle | 78.5% | 397 | 379 | #REF! |  | 47
| Freeport Energy Center(6) |  | TRE | TX | Cogen | 100% | 210 | 236 | #REF! |  | 48
| Subtotal | [5 empty] | 8565 | 9086 | #REF!
EAST
| Bethlehem Energy Center |  | RFC | PA | Combined Cycle | 100% | 1062 | 1130 |  |  | 49
| Hay Road Energy Center |  | RFC | DE | Combined Cycle | 100% | 1039 | 1130 | #REF! |  | 50
| York 2 Energy Center |  | RFC | PA | Combined Cycle | 100% | 668 | 828 |  |  | 51
| Morgan Energy Center |  | SERC | AL | Cogen | 100% | 720 | 807 | #REF! |  | 52
| Fore River Energy Center |  | NPCC | MA | Combined Cycle | 100% | 750 | 731 |  |  | 53
| Edge Moor Energy Center |  | RFC | DE | Steam Cycle | 100% | 0 | 725 | #REF! |  | 54
| Granite Ridge Energy Center |  | NPCC | NH | Combined Cycle | 100% | 745 | 695 |  |  | 55
| York Energy Center |  | RFC | PA | Combined Cycle | 100% | 518.5 | 565 | #REF! |  | 56
| Westbrook Energy Center |  | NPCC | ME | Combined Cycle | 100% | 552 | 552 |  |  | 57
| Greenfield Energy Centre(7) |  | NPCC | ON | Combined Cycle | 50% | 422 | 519 | #REF! |  | 58
| RockGen Energy Center |  | MRO | WI | Simple Cycle | 100% | 0 | 503 | #REF! |  | 59
| Zion Energy Center |  | RFC | IL | Simple Cycle | 100% | 0 | 503 | #REF! |  | 60
| Garrison Energy Center |  | RFC | DE | Combined Cycle | 100% | 273 | 309 |  |  | 61
| Pine Bluff Energy Center |  | SERC | AR | Cogen | 100% | 184 | 215 | #REF! |  | 62
| Cumberland Energy Center |  | RFC | NJ | Simple Cycle | 100% | 0 | 191 | #REF! |  | 63
| Kennedy International Airport Power Plant |  | NPCC | NY | Cogen | 100% | 110 | 121 | #REF! |  | 64
| Sherman Avenue Energy Center |  | RFC | NJ | Simple Cycle | 100% | 0 | 92 | #REF! |  | 65
| Bethpage Energy Center 3 |  | NPCC | NY | Combined Cycle | 100% | 60 | 80 | #REF! |  | 66
| Carll's Corner Energy Center |  | RFC | NJ | Simple Cycle | 100% | 0 | 73 | #REF! |  | 67
| Mickleton Energy Center |  | RFC | NJ | Simple Cycle | 100% | 0 | 67 | #REF! |  | 68
| Bethpage Power Plant |  | NPCC | NY | Combined Cycle | 100% | 55 | 56 | #REF! |  | 69
| Christiana Energy Center |  | RFC | DE | Simple Cycle | 100% | 0 | 53 | #REF! |  | 70
| Bethpage Peaker |  | NPCC | NY | Simple Cycle | 100% | 0 | 48 | #REF! |  | 71
| Stony Brook Power Plant |  | NPCC | NY | Cogen | 100% | 45 | 47 | #REF! |  | 72
| Tasley Energy Center |  | RFC | VA | Simple Cycle | 100% | 0 | 33 | #REF! |  | 73
| Whitby Cogeneration(8) |  | NPCC | ON | Cogen | 50% | 25 | 25 | #REF! |  | 74
| Delaware City Energy Center |  | RFC | DE | Simple Cycle | 100% | 0 | 23 | #REF! |  | 75
| West Energy Center |  | RFC | DE | Simple Cycle | 100% | 0 | 20 | #REF! |  | 76
| Bayview Energy Center |  | RFC | VA | Simple Cycle | 100% | 0 | 12 | #REF! |  | 77
| Crisfield Energy Center |  | RFC | MD | Simple Cycle | 100% | 0 | 10 | #REF! |  | 78
| Vineland Solar Energy Center |  | RFC | NJ | Renewable | 100% | 0 | 4 | #REF! |  | 79 | Total number of plants
| Subtotal | [5 empty] | 7228.5 | 10167 | #REF! | Total count of pwr plants
| Total operating power plants | 79 |  |  |  |  | 22275.5 | 26678.25
Projects Under Construction and Advanced Development
Projects under construction
| Washington Parish Energy Center (9) |  | SERC | LA | Simple Cycle | 100% | 0 | 361
Projects under advanced development
| Bluestone Wind Farm (10) |  | NPCC | NY | Renewable | 100% | 124 | 124
| High Bridge Wind Farm (10) |  | NPCC | NY | Renewable | 100% | 100 | 100
| Total operating power plants and projects under contruction and advanced development | [5 empty] | 22499.5 | 27263.25
-1 | Natural gas-fired fleet capacities are generally derived on as-built as-designed outputs, including upgrades, based on site specific annual average temperatures and average process steam flows for cogeneration power plants, as applicable. Geothermal capacities are derived from historical generation output and steam reservoir modeling under average ambient conditions (temperatures and rainfall). Wind capacities are based on nameplate capacity.
-2 | Natural gas-fired fleet peaking capacities are primarily derived on as-built as-designed peaking outputs based on site specific average summer temperatures and include power enhancement features such as heat recovery steam generator duct-firing, gas turbine power augmentation, and/or other power augmentation features. For certain power plants with definitive contracts, capacities at contract conditions have been included. Oil-fired capacities reflect capacity test results.
-3 | These outputs do not factor in the typical MW loss and recovery profiles over time, which natural-gas fired turbine power plants display associated with their planned major maintenance schedules.
-4 | Pasadena is comprised of 260 MW of cogen technology and 521 MW of combined cycle (non-cogen) technology.
-5 | Formerly our Brazos Valley Power Plant, which was renamed in December 2017.
-6 | Freeport Energy Center is owned by Calpine; however, it is contracted and operated by The Dow Chemical Company.
-7 | Calpine holds a 50% partnership interest in Greenfield LP through its subsidiaries; however, it is operated by a third party.
-8 | Calpine holds a 50% partnership interest in Whitby Cogeneration through its subsidiaries; however, it is operated by Atlantic Packaging Products Ltd.
-9 | A third party will purchase a 100% ownership interest in this power plant upon achieving commercial operation.
-10 | Once construction is complete, these wind facilities will sell all of the RECs associated with the power produced to a third party under separate 20-year renewable energy credit sales agreements.

## Recon Peaking 5.01.19 (hidden)
Table of Operating Power Plants and Projects Under Advanced Development/Construction Recon
|  | West | Texas | East |  | Total | Check | Notes
| Operating MW Capacities at 3.17.18: | 7425.25 | 9086 | 10167 |  | 26678.25
|  | 0 | 0 | 0 |  | 0
| Operating MW Capacities at 5.01.19: | 7425.25 | 9086 | 10167 | 0 | 26678.25 | 0
Proj under advanced development and construction:
Projects under construction
| Washington Parish Energy Center |  | 361 |  |  | 361
| Total under construction | 0 | 361 | 0 | 0 | 361
Proj under advanced development
| Bluestone Wind Farm |  |  | 124 |  | 124
| High Bridge Wind Farm |  |  | 100 |  | 100
| Total under construction/ advanced development | 0 | 361 | 224 | 0 | 585
| Grand Total Net Peak Interest | 7425.25 | 9447 | 10391 |  | 27263.25 | 0
~MW Upgrade
| Pasadena (SW) | 2Q10 - 1 unit |  |  |  | 10
| Deer Park (SW) | 4Q09 - 1 unit, 2Q10 - 2 units, 2Q12 - 1 unit |  |  |  | 44
| Baytown (SW) | 1Q11 - 1 unit, 2Q11 - 2 units |  |  |  | 42
| Brazos Valley (GE) | 1Q11 - 2 units |  |  |  | 12
| Westbrook (GE) | 2Q11 - 1 unit, 2Q12 - 1 unit |  |  |  | 15
| Los Medanos (GE) | 2Q11 - 2 units |  |  |  | 12
| Delta (SW) | 2Q08 - 1 unit |  |  |  | 15
| Hermiston (SW) | 4Q11 - 2 units |  |  |  | 19
| Pastoria (GE) | 2Q12 - 2 units |  |  |  | 20
| Magic Valley (SW) | 2Q13 - 1 unit |  |  |  | 10
| Magic Valley (SW) | 2Q14 - 1 unit |  |  |  | 10
209
| SW total | 13 units
| GE total | 8 units
| Outstanding: | Committed but not yet complete
| SW total | 3 units

## Recon Baseload 5.01.19 (hidden)
Table of Operating Power Plants and Projects Under Advanced Development/Construction Recon
|  | West | Texas | East |  | Total | Check | Notes
| Operating MW Capacities at 3.17.18: | 6482 | 8565 | 7228.5 |  | 22275.5
|  | 0 | 0 | 0 |  | 0
| Operating MW Capacities at 5.01.19: | 6482 | 8565 | 7228.5 | 0 | 22275.5 | 0
Proj under construction and advanced development :
Projects under construction
| Washington Parish Energy Center | 0 | 0 | 0 |  | 0
| Total under construction | 0 | 0 | 0 | 0 | 0
Proj under advanced development
| Bluestone Wind Farm |  | 0 | 124 |  | 124
| High Bridge Wind Farm |  |  | 100 |  | 100
| Total under construction/advanced development | 0 | 0 | 224 | 0 | 224
| Grand Total Net Base load Interest | 6482 | 8565 | 7452.5 | 0 | 22499.5 | 0
~MW Upgrade
| Pasadena (SW) | 2Q10 - 1 unit |  |  |  | 10
| Deer Park (SW) | 4Q09 - 1 unit, 2Q10 - 2 units, 2Q12 - 1 unit |  |  |  | 44
| Baytown (SW) | 1Q11 - 1 unit, 2Q11 - 2 units |  |  |  | 42
| Brazos Valley (GE) | 1Q11 - 2 units |  |  |  | 12
| Westbrook (GE) | 2Q11 - 1 unit, 2Q12 - 1 unit |  |  |  | 15
| Los Medanos (GE) | 2Q11 - 2 units |  |  |  | 12
| Delta (SW) | 2Q08 - 1 unit |  |  |  | 15
| Hermiston (SW) | 4Q11 - 2 units |  |  |  | 19
| Pastoria (GE) | 2Q12 - 2 units |  |  |  | 20
| Magic Valley (SW) | 2Q13 - 1 unit |  |  |  | 10
| Magic Valley (SW) | 2Q14 - 1 unit |  |  |  | 10
209
| SW total | 13 units
| GE total | 8 units
| Outstanding: | Committed but not yet complete
| SW total | 3 units

## CPN Portfolio 3.17.19 (hidden)
Table of Operating Power Plants and Projects Under Advanced Development as of March 17, 2019
[7 empty] | Calpine Net | Calpine Net
|  |  |  | U.S. State or |  | Calpine | Interest | Interest With
|  |  | NERC | Canadian |  | Interest | Baseload | Peaking
| SEGMENT /Power Plant |  | Region | Province | Technology | Percentage | (MW) (1)(3) | (MW) (2)(3) |  |  | Count of Plants
| WEST | [7 empty] | Count
Geothermal
| McCabe #5 & #6 |  | WECC | CA | Renewable | 100% | 84 | 84 | 1 |  | 1
| Ridge Line #7 & #8 |  | WECC | CA | Renewable | 100% | 76 | 76 | 2 |  | 2
| Calistoga |  | WECC | CA | Renewable | 100% | 69 | 69 | 3 |  | 3
| Eagle Rock |  | WECC | CA | Renewable | 100% | 68 | 68 | 4 |  | 4
| Big Geysers |  | WECC | CA | Renewable | 100% | 61 | 61 | 5 |  | 5
| Lake View |  | WECC | CA | Renewable | 100% | 54 | 54 | 8 |  | 6
| Quicksilver |  | WECC | CA | Renewable | 100% | 53 | 53 | 6 |  | 7
| Sonoma |  | WECC | CA | Renewable | 100% | 53 | 53 | 12 |  | 8
| Cobb Creek |  | WECC | CA | Renewable | 100% | 51 | 51 | 7 |  | 9
| Socrates |  | WECC | CA | Renewable | 100% | 50 | 50 | 9 |  | 10
| Sulphur Springs |  | WECC | CA | Renewable | 100% | 47 | 47 | 10 |  | 11
| Grant |  | WECC | CA | Renewable | 100% | 41 | 41 | 11 |  | 12
| Aidlin |  | WECC | CA | Renewable | 100% | 18 | 18 | #REF! |  | 13
Natural Gas-Fired
| Delta Energy Center |  | WECC | CA | Combined Cycle | 100% | 835 | 857 | #REF! |  | 14
| Pastoria Energy Facility |  | WECC | CA | Combined Cycle | 100% | 770 | 749 | #REF! |  | 15
| Hermiston Power Project |  | WECC | OR | Combined Cycle | 100% | 566 | 635 | #REF! |  | 16
| Otay Mesa Energy Center |  | WECC | CA | Combined Cycle | 100% | 513 | 608 | #REF! |  | 17
| Metcalf Energy Center |  | WECC | CA | Combined Cycle | 100% | 564 | 605 | #REF! |  | 18
| Sutter Energy Center |  | WECC | CA | Combined Cycle | 100% | 542 | 578 | #REF! |  | 19
| Los Medanos Energy Center |  | WECC | CA | Cogen | 100% | 518 | 572 | #REF! |  | 20
| South Point Energy Center(4) |  | WECC | AZ | Combined Cycle | 100% | 520 | 530 | #REF! |  | 21
| Russell City Energy Center |  | WECC | CA | Combined Cycle | 75% | 429 | 464.25 |  |  | 22
| Los Esteros Critical Energy Facility |  | WECC | CA | Combined Cycle | 100% | 243 | 309 | 6 |  | 23
| Gilroy Energy Center |  | WECC | CA | Simple Cycle | 100% | 0 | 141 | #REF! |  | 24
| Gilroy Cogeneration Plant |  | WECC | CA | Cogen | 100% | 109 | 130 | #REF! |  | 25
| King City Cogeneration Plant |  | WECC | CA | Cogen | 100% | 120 | 120 | #REF! |  | 26
| Wolfskill Energy Center |  | WECC | CA | Simple Cycle | 100% | 0 | 48 | #REF! |  | 27
| Yuba City Energy Center |  | WECC | CA | Simple Cycle | 100% | 0 | 47 | #REF! |  | 28
| Feather River Energy Center |  | WECC | CA | Simple Cycle | 100% | 0 | 47 | #REF! |  | 29
| Creed Energy Center |  | WECC | CA | Simple Cycle | 100% | 0 | 47 | #REF! |  | 30
| Lambie Energy Center |  | WECC | CA | Simple Cycle | 100% | 0 | 47 | #REF! |  | 31
| Goose Haven Energy Center |  | WECC | CA | Simple Cycle | 100% | 0 | 47 | #REF! |  | 32
| Riverview Energy Center |  | WECC | CA | Simple Cycle | 100% | 0 | 47 | #REF! |  | 33
| King City Peaking Energy Center |  | WECC | CA | Simple Cycle | 100% | 0 | 44 | #REF! |  | 34
| Agnews Power Plant |  | WECC | CA | Combined Cycle | 100% | 28 | 28 | #REF! |  | 35
| Subtotal | [5 empty] | 6482 | 7425.25 | #REF!
TEXAS
| Deer Park Energy Center |  | TRE | TX | Cogen | 100% | 1103 | 1204 |  |  | 36
| Guadalupe Energy Center |  | TRE | TX | Combined Cycle | 100% | 1009 | 1000 |  |  | 37
| Baytown Energy Center |  | TRE | TX | Cogen | 100% | 810 | 896 | #REF! |  | 38
| Channel Energy Center |  | TRE | TX | Cogen | 100% | 723 | 808 | #REF! |  | 39
| Pasadena Power Plant(5) |  | TRE | TX | Cogen/Combined Cycle | 100% | 763 | 781 | #REF! |  | 40
| Bosque Energy Center |  | TRE | TX | Combined Cycle | 100% | 740 | 762 |  |  | 41
| Freestone Energy Center |  | TRE | TX | Combined Cycle | 75% | 779 | 746 | #REF! |  | 42
| Magic Valley Generating Station |  | TRE | TX | Combined Cycle | 100% | 682 | 712 | #REF! |  | 43
| Jack A. Fusco Energy Center(6) |  | TRE | TX | Combined Cycle | 100% | 523 | 609 | #REF! |  | 44
| Corpus Christi Energy Center |  | TRE | TX | Cogen | 100% | 426 | 500 | #REF! |  | 45
| Texas City Power Plant |  | TRE | TX | Cogen | 100% | 400 | 453 | #REF! |  | 46
| Hidalgo Energy Center |  | TRE | TX | Combined Cycle | 78.5% | 397 | 379 | #REF! |  | 47
| Freeport Energy Center(7) |  | TRE | TX | Cogen | 100% | 210 | 236 | #REF! |  | 48
| Subtotal | [5 empty] | 8565 | 9086 | #REF!
EAST
| Bethlehem Energy Center |  | RFC | PA | Combined Cycle | 100% | 1062 | 1130 |  |  | 49
| Hay Road Energy Center |  | RFC | DE | Combined Cycle | 100% | 1039 | 1130 | #REF! |  | 50
| York 2 Energy Center |  | RFC | PA | Combined Cycle | 100% | 668 | 828 |  |  | 51
| Morgan Energy Center |  | SERC | AL | Cogen | 100% | 720 | 807 | #REF! |  | 52
| Fore River Energy Center |  | NPCC | MA | Combined Cycle | 100% | 750 | 731 |  |  | 53
| Edge Moor Energy Center |  | RFC | DE | Steam Cycle | 100% | 0 | 725 | #REF! |  | 54
| Granite Ridge Energy Center |  | NPCC | NH | Combined Cycle | 100% | 745 | 695 |  |  | 55
| York Energy Center |  | RFC | PA | Combined Cycle | 100% | 518.5 | 565 | #REF! |  | 56
| Westbrook Energy Center |  | NPCC | ME | Combined Cycle | 100% | 552 | 552 |  |  | 57
| Greenfield Energy Centre(8) |  | NPCC | ON | Combined Cycle | 50% | 422 | 519 | #REF! |  | 58
| RockGen Energy Center |  | MRO | WI | Simple Cycle | 100% | 0 | 503 | #REF! |  | 59
| Zion Energy Center |  | RFC | IL | Simple Cycle | 100% | 0 | 503 | #REF! |  | 60
| Garrison Energy Center |  | RFC | DE | Combined Cycle | 100% | 273 | 309 |  |  | 61
| Pine Bluff Energy Center |  | SERC | AR | Cogen | 100% | 184 | 215 | #REF! |  | 62
| Cumberland Energy Center |  | RFC | NJ | Simple Cycle | 100% | 0 | 191 | #REF! |  | 63
| Kennedy International Airport Power Plant |  | NPCC | NY | Cogen | 100% | 110 | 121 | #REF! |  | 64
| Sherman Avenue Energy Center |  | RFC | NJ | Simple Cycle | 100% | 0 | 92 | #REF! |  | 65
| Bethpage Energy Center 3 |  | NPCC | NY | Combined Cycle | 100% | 60 | 80 | #REF! |  | 66
| Carll's Corner Energy Center |  | RFC | NJ | Simple Cycle | 100% | 0 | 73 | #REF! |  | 67
| Mickleton Energy Center |  | RFC | NJ | Simple Cycle | 100% | 0 | 67 | #REF! |  | 68
| Bethpage Power Plant |  | NPCC | NY | Combined Cycle | 100% | 55 | 56 | #REF! |  | 69
| Christiana Energy Center |  | RFC | DE | Simple Cycle | 100% | 0 | 53 | #REF! |  | 70
| Bethpage Peaker |  | NPCC | NY | Simple Cycle | 100% | 0 | 48 | #REF! |  | 71
| Stony Brook Power Plant |  | NPCC | NY | Cogen | 100% | 45 | 47 | #REF! |  | 72
| Tasley Energy Center |  | RFC | VA | Simple Cycle | 100% | 0 | 33 | #REF! |  | 73
| Whitby Cogeneration(9) |  | NPCC | ON | Cogen | 50% | 25 | 25 | #REF! |  | 74
| Delaware City Energy Center |  | RFC | DE | Simple Cycle | 100% | 0 | 23 | #REF! |  | 75
| West Energy Center |  | RFC | DE | Simple Cycle | 100% | 0 | 20 | #REF! |  | 76
| Bayview Energy Center |  | RFC | VA | Simple Cycle | 100% | 0 | 12 | #REF! |  | 77
| Crisfield Energy Center |  | RFC | MD | Simple Cycle | 100% | 0 | 10 | #REF! |  | 78
| Vineland Solar Energy Center |  | RFC | NJ | Renewable | 100% | 0 | 4 | #REF! |  | 79 | Total number of plants
| Subtotal | [5 empty] | 7228.5 | 10167 | #REF! | Total count of pwr plants
| Total operating power plants | 79 |  |  |  |  | 22275.5 | 26678.25
Projects Under Advanced Development
Projects under construction
Projects under advanced development
| Washington Parish Energy Center (10) |  | SERC | LA | Simple Cycle | 100% | 0 | 361
| Bluestone Wind Farm (11) |  | NPCC | NY | Renewable | 100% | 124 | 124
| Total operating power plants and projects under advanced development | [5 empty] | 22399.5 | 27163.25
-1 | Natural gas-fired fleet capacities are generally derived on as-built as-designed outputs, including upgrades, based on site specific annual average temperatures and average process steam flows for cogeneration power plants, as applicable. Geothermal capacities are derived from historical generation output and steam reservoir modeling under average ambient conditions (temperatures and rainfall). Wind capacities are based on nameplate capacity.
-2 | Natural gas-fired fleet peaking capacities are primarily derived on as-built as-designed peaking outputs based on site specific average summer temperatures and include power enhancement features such as heat recovery steam generator duct-firing, gas turbine power augmentation, and/or other power augmentation features. For certain power plants with definitive contracts, capacities at contract conditions have been included. Oil-fired capacities reflect capacity test results.
-3 | These outputs do not factor in the typical MW loss and recovery profiles over time, which natural-gas fired turbine power plants display associated with their planned major maintenance schedules.
-4 | South Point Energy Center is available for economic disptach.
-5 | Pasadena is comprised of 260 MW of cogen technology and 521 MW of combined cycle (non-cogen) technology.
-6 | Formerly our Brazos Valley Power Plant, which was renamed in December 2017.
-7 | Freeport Energy Center is owned by Calpine; however, it is contracted and operated by The Dow Chemical Company.
-8 | Calpine holds a 50% partnership interest in Greenfield LP through its subsidiaries; however, it is operated by a third party.
-9 | Calpine holds a 50% partnership interest in Whitby Cogeneration through its subsidiaries; however, it is operated by Atlantic Packaging Products Ltd.
-10 | A third party will purchase a 100% ownership interest in this power plant upon achieving commercial operation.
-11 | Once construction is complete, this wind facility will sell all of the RECs associated with the power produced to a third party under a 20-year renewable energy credit sales agreement.

## Recon Peaking 3.17.19 (hidden)
Table of Operating Power Plants and Projects Under Advanced Development/Construction Recon
|  | West | Texas | East |  | Total | Check | Notes
| Operating MW Capacities at 12.31.18: | 7425.25 | 9086 | 9339 |  | 25850.25
| York 2 Energy Center | 0 | 0 | 828 |  | 828
| Operating MW Capacities at 3.17.19: | 7425.25 | 9086 | 10167 | 0 | 26678.25 | 0
Proj under advanced development and construction:
Projects under construction
|  | 0 | 0 | 0 |  | 0
| Total under construction | 0 | 0 | 0 | 0 | 0
Proj under advanced development
| Washington Parish Energy Center |  | 361 |  |  | 361
| Bluestone Wind Farm |  |  | 124 |  | 124
| Total under construction/ advanced development | 0 | 361 | 124 | 0 | 485
| Grand Total Net Peak Interest | 7425.25 | 9447 | 10291 |  | 27163.25 | 0
~MW Upgrade
| Pasadena (SW) | 2Q10 - 1 unit |  |  |  | 10
| Deer Park (SW) | 4Q09 - 1 unit, 2Q10 - 2 units, 2Q12 - 1 unit |  |  |  | 44
| Baytown (SW) | 1Q11 - 1 unit, 2Q11 - 2 units |  |  |  | 42
| Brazos Valley (GE) | 1Q11 - 2 units |  |  |  | 12
| Westbrook (GE) | 2Q11 - 1 unit, 2Q12 - 1 unit |  |  |  | 15
| Los Medanos (GE) | 2Q11 - 2 units |  |  |  | 12
| Delta (SW) | 2Q08 - 1 unit |  |  |  | 15
| Hermiston (SW) | 4Q11 - 2 units |  |  |  | 19
| Pastoria (GE) | 2Q12 - 2 units |  |  |  | 20
| Magic Valley (SW) | 2Q13 - 1 unit |  |  |  | 10
| Magic Valley (SW) | 2Q14 - 1 unit |  |  |  | 10
209
| SW total | 13 units
| GE total | 8 units
| Outstanding: | Committed but not yet complete
| SW total | 3 units

## Recon Baseload 3.17.19 (hidden)
Table of Operating Power Plants and Projects Under Advanced Development/Construction Recon
|  | West | Texas | East |  | Total | Check | Notes
| Operating MW Capacities at 12.31.18: | 6482 | 8565 | 6560.5 |  | 21607.5
| York 2 Energy Center | 0 | 0 | 668 |  | 668
| Operating MW Capacities at 3.17.19: | 6482 | 8565 | 7228.5 | 0 | 22275.5 | 0
Proj under construction and advanced development :
Projects under construction
|  | 0 | 0 | 0 |  | 0
| Total under construction | 0 | 0 | 0 | 0 | 0
Proj under advanced development
| Washington Parish Energy Center | 0 | 0 | 0 |  | 0
| Bluestone Wind Farm |  | 0 | 124 |  | 124
| Total under construction/advanced development | 0 | 0 | 124 | 0 | 124
| Grand Total Net Base load Interest | 6482 | 8565 | 7352.5 | 0 | 22399.5 | 0
~MW Upgrade
| Pasadena (SW) | 2Q10 - 1 unit |  |  |  | 10
| Deer Park (SW) | 4Q09 - 1 unit, 2Q10 - 2 units, 2Q12 - 1 unit |  |  |  | 44
| Baytown (SW) | 1Q11 - 1 unit, 2Q11 - 2 units |  |  |  | 42
| Brazos Valley (GE) | 1Q11 - 2 units |  |  |  | 12
| Westbrook (GE) | 2Q11 - 1 unit, 2Q12 - 1 unit |  |  |  | 15
| Los Medanos (GE) | 2Q11 - 2 units |  |  |  | 12
| Delta (SW) | 2Q08 - 1 unit |  |  |  | 15
| Hermiston (SW) | 4Q11 - 2 units |  |  |  | 19
| Pastoria (GE) | 2Q12 - 2 units |  |  |  | 20
| Magic Valley (SW) | 2Q13 - 1 unit |  |  |  | 10
| Magic Valley (SW) | 2Q14 - 1 unit |  |  |  | 10
209
| SW total | 13 units
| GE total | 8 units
| Outstanding: | Committed but not yet complete
| SW total | 3 units

## CPN Portfolio 12.31.18 (hidden)
Table of Operating Power Plants and Projects Under Construction and Advanced Development as of December 31, 2018
[7 empty] | Calpine Net | Calpine Net
|  |  |  | U.S. State or |  | Calpine | Interest | Interest With
|  |  | NERC | Canadian |  | Interest | Baseload | Peaking
| SEGMENT /Power Plant |  | Region | Province | Technology | Percentage | (MW) (1)(3) | (MW) (2)(3) |  |  | Count of Plants
| WEST | [7 empty] | Count
Geothermal
| McCabe #5 & #6 |  | WECC | CA | Renewable | 100% | 84 | 84 | 1 |  | 1
| Ridge Line #7 & #8 |  | WECC | CA | Renewable | 100% | 76 | 76 | 2 |  | 2
| Calistoga |  | WECC | CA | Renewable | 100% | 69 | 69 | 3 |  | 3
| Eagle Rock |  | WECC | CA | Renewable | 100% | 68 | 68 | 4 |  | 4
| Big Geysers |  | WECC | CA | Renewable | 100% | 61 | 61 | 5 |  | 5
| Lake View |  | WECC | CA | Renewable | 100% | 54 | 54 | 8 |  | 6
| Quicksilver |  | WECC | CA | Renewable | 100% | 53 | 53 | 6 |  | 7
| Sonoma |  | WECC | CA | Renewable | 100% | 53 | 53 | 12 |  | 8
| Cobb Creek |  | WECC | CA | Renewable | 100% | 51 | 51 | 7 |  | 9
| Socrates |  | WECC | CA | Renewable | 100% | 50 | 50 | 9 |  | 10
| Sulphur Springs |  | WECC | CA | Renewable | 100% | 47 | 47 | 10 |  | 11
| Grant |  | WECC | CA | Renewable | 100% | 41 | 41 | 11 |  | 12
| Aidlin |  | WECC | CA | Renewable | 100% | 18 | 18 | #REF! |  | 13
Natural Gas-Fired
| Delta Energy Center |  | WECC | CA | Combined Cycle | 100% | 835 | 857 | #REF! |  | 14
| Pastoria Energy Facility |  | WECC | CA | Combined Cycle | 100% | 770 | 749 | #REF! |  | 15
| Hermiston Power Project |  | WECC | OR | Combined Cycle | 100% | 566 | 635 | #REF! |  | 16
| Otay Mesa Energy Center |  | WECC | CA | Combined Cycle | 100% | 513 | 608 | #REF! |  | 17
| Metcalf Energy Center |  | WECC | CA | Combined Cycle | 100% | 564 | 605 | #REF! |  | 18
| Sutter Energy Center |  | WECC | CA | Combined Cycle | 100% | 542 | 578 | #REF! |  | 19
| Los Medanos Energy Center |  | WECC | CA | Cogen | 100% | 518 | 572 | #REF! |  | 20
| South Point Energy Center(4) |  | WECC | AZ | Combined Cycle | 100% | 520 | 530 | #REF! |  | 21
| Russell City Energy Center |  | WECC | CA | Combined Cycle | 75% | 429 | 464.25 |  |  | 22
| Los Esteros Critical Energy Facility |  | WECC | CA | Combined Cycle | 100% | 243 | 309 | 6 |  | 23
| Gilroy Energy Center |  | WECC | CA | Simple Cycle | 100% | 0 | 141 | #REF! |  | 24
| Gilroy Cogeneration Plant |  | WECC | CA | Cogen | 100% | 109 | 130 | #REF! |  | 25
| King City Cogeneration Plant |  | WECC | CA | Cogen | 100% | 120 | 120 | #REF! |  | 26
| Wolfskill Energy Center |  | WECC | CA | Simple Cycle | 100% | 0 | 48 | #REF! |  | 27
| Yuba City Energy Center |  | WECC | CA | Simple Cycle | 100% | 0 | 47 | #REF! |  | 28
| Feather River Energy Center |  | WECC | CA | Simple Cycle | 100% | 0 | 47 | #REF! |  | 29
| Creed Energy Center |  | WECC | CA | Simple Cycle | 100% | 0 | 47 | #REF! |  | 30
| Lambie Energy Center |  | WECC | CA | Simple Cycle | 100% | 0 | 47 | #REF! |  | 31
| Goose Haven Energy Center |  | WECC | CA | Simple Cycle | 100% | 0 | 47 | #REF! |  | 32
| Riverview Energy Center |  | WECC | CA | Simple Cycle | 100% | 0 | 47 | #REF! |  | 33
| King City Peaking Energy Center |  | WECC | CA | Simple Cycle | 100% | 0 | 44 | #REF! |  | 34
| Agnews Power Plant |  | WECC | CA | Combined Cycle | 100% | 28 | 28 | #REF! |  | 35
| Subtotal | [5 empty] | 6482 | 7425.25 | #REF!
TEXAS
| Deer Park Energy Center |  | TRE | TX | Cogen | 100% | 1103 | 1204 |  |  | 36
| Guadalupe Energy Center |  | TRE | TX | Combined Cycle | 100% | 1009 | 1000 |  |  | 37
| Baytown Energy Center |  | TRE | TX | Cogen | 100% | 810 | 896 | #REF! |  | 38
| Channel Energy Center |  | TRE | TX | Cogen | 100% | 723 | 808 | #REF! |  | 39
| Pasadena Power Plant(5) |  | TRE | TX | Cogen/Combined Cycle | 100% | 763 | 781 | #REF! |  | 40
| Bosque Energy Center |  | TRE | TX | Combined Cycle | 100% | 740 | 762 |  |  | 41
| Freestone Energy Center |  | TRE | TX | Combined Cycle | 75% | 779 | 746 | #REF! |  | 42
| Magic Valley Generating Station |  | TRE | TX | Combined Cycle | 100% | 682 | 712 | #REF! |  | 43
| Jack A. Fusco Energy Center(6) |  | TRE | TX | Combined Cycle | 100% | 523 | 609 | #REF! |  | 44
| Corpus Christi Energy Center |  | TRE | TX | Cogen | 100% | 426 | 500 | #REF! |  | 45
| Texas City Power Plant |  | TRE | TX | Cogen | 100% | 400 | 453 | #REF! |  | 46
| Hidalgo Energy Center |  | TRE | TX | Combined Cycle | 78.5% | 397 | 379 | #REF! |  | 47
| Freeport Energy Center(7) |  | TRE | TX | Cogen | 100% | 210 | 236 | #REF! |  | 48
| Subtotal | [5 empty] | 8565 | 9086 | #REF!
EAST
| Bethlehem Energy Center |  | RFC | PA | Combined Cycle | 100% | 1062 | 1130 |  |  | 49
| Hay Road Energy Center |  | RFC | DE | Combined Cycle | 100% | 1039 | 1130 | #REF! |  | 50
| Morgan Energy Center |  | SERC | AL | Cogen | 100% | 720 | 807 | #REF! |  | 51
| Fore River Energy Center |  | NPCC | MA | Combined Cycle | 100% | 750 | 731 |  |  | 52
| Edge Moor Energy Center |  | RFC | DE | Steam Cycle | 100% | 0 | 725 | #REF! |  | 53
| Granite Ridge Energy Center |  | NPCC | NH | Combined Cycle | 100% | 745 | 695 |  |  | 54
| York Energy Center |  | RFC | PA | Combined Cycle | 100% | 518.5 | 565 | #REF! |  | 55
| Westbrook Energy Center |  | NPCC | ME | Combined Cycle | 100% | 552 | 552 |  |  | 56
| Greenfield Energy Centre(8) |  | NPCC | ON | Combined Cycle | 50% | 422 | 519 | #REF! |  | 57
| RockGen Energy Center |  | MRO | WI | Simple Cycle | 100% | 0 | 503 | #REF! |  | 58
| Zion Energy Center |  | RFC | IL | Simple Cycle | 100% | 0 | 503 | #REF! |  | 59
| Garrison Energy Center |  | RFC | DE | Combined Cycle | 100% | 273 | 309 |  |  | 60
| Pine Bluff Energy Center |  | SERC | AR | Cogen | 100% | 184 | 215 | #REF! |  | 61
| Cumberland Energy Center |  | RFC | NJ | Simple Cycle | 100% | 0 | 191 | #REF! |  | 62
| Kennedy International Airport Power Plant |  | NPCC | NY | Cogen | 100% | 110 | 121 | #REF! |  | 63
| Sherman Avenue Energy Center |  | RFC | NJ | Simple Cycle | 100% | 0 | 92 | #REF! |  | 64
| Bethpage Energy Center 3 |  | NPCC | NY | Combined Cycle | 100% | 60 | 80 | #REF! |  | 65
| Carll's Corner Energy Center |  | RFC | NJ | Simple Cycle | 100% | 0 | 73 | #REF! |  | 66
| Mickleton Energy Center |  | RFC | NJ | Simple Cycle | 100% | 0 | 67 | #REF! |  | 67
| Bethpage Power Plant |  | NPCC | NY | Combined Cycle | 100% | 55 | 56 | #REF! |  | 68
| Christiana Energy Center |  | RFC | DE | Simple Cycle | 100% | 0 | 53 | #REF! |  | 69
| Bethpage Peaker |  | NPCC | NY | Simple Cycle | 100% | 0 | 48 | #REF! |  | 70
| Stony Brook Power Plant |  | NPCC | NY | Cogen | 100% | 45 | 47 | #REF! |  | 71
| Tasley Energy Center |  | RFC | VA | Simple Cycle | 100% | 0 | 33 | #REF! |  | 72
| Whitby Cogeneration(9) |  | NPCC | ON | Cogen | 50% | 25 | 25 | #REF! |  | 73
| Delaware City Energy Center |  | RFC | DE | Simple Cycle | 100% | 0 | 23 | #REF! |  | 74
| West Energy Center |  | RFC | DE | Simple Cycle | 100% | 0 | 20 | #REF! |  | 75
| Bayview Energy Center |  | RFC | VA | Simple Cycle | 100% | 0 | 12 | #REF! |  | 76
| Crisfield Energy Center |  | RFC | MD | Simple Cycle | 100% | 0 | 10 | #REF! |  | 77
| Vineland Solar Energy Center |  | RFC | NJ | Renewable | 100% | 0 | 4 | #REF! |  | 78 | Total number of plants
| Subtotal | [5 empty] | 6560.5 | 9339 | #REF! | Total count of pwr plants
| Total operating power plants | 78 |  |  |  |  | 21607.5 | 25850.25
Projects Under Construction and Advanced Development
Projects under construction
| York 2 Energy Center |  | RFC | PA | Combined Cycle | 100% | 668 | 828 | #REF!
Projects under advanced development
| Washington Parish Energy Center (10) |  | SERC | LA | Simple Cycle | 100% | 0 | 361
| Bluestone Wind Farm (11) |  | NPCC | NY | Renewable | 100% | 124 | 124
| Total operating power plants and projects under construction and advanced development | [5 empty] | 22399.5 | 27163.25
-1 | Natural gas-fired fleet capacities are generally derived on as-built as-designed outputs, including upgrades, based on site specific annual average temperatures and average process steam flows for cogeneration power plants, as applicable. Geothermal capacities are derived from historical generation output and steam reservoir modeling under average ambient conditions (temperatures and rainfall). Wind capacities are based on nameplate capacity.
-2 | Natural gas-fired fleet peaking capacities are primarily derived on as-built as-designed peaking outputs based on site specific average summer temperatures and include power enhancement features such as heat recovery steam generator duct-firing, gas turbine power augmentation, and/or other power augmentation features. For certain power plants with definitive contracts, capacities at contract conditions have been included. Oil-fired capacities reflect capacity test results.
-3 | These outputs do not factor in the typical MW loss and recovery profiles over time, which natural-gas fired turbine power plants display associated with their planned major maintenance schedules.
-4 | South Point Energy Center is available for economic disptach.
-5 | Pasadena is comprised of 260 MW of cogen technology and 521 MW of combined cycle (non-cogen) technology.
-6 | Formerly our Brazos Valley Power Plant, which was renamed in December 2017.
-7 | Freeport Energy Center is owned by Calpine; however, it is contracted and operated by The Dow Chemical Company.
-8 | Calpine holds a 50% partnership interest in Greenfield LP through its subsidiaries; however, it is operated by a third party.
-9 | Calpine holds a 50% partnership interest in Whitby Cogeneration through its subsidiaries; however, it is operated by Atlantic Packaging Products Ltd.
-10 | A third party will purchase a 100% ownership interest in this power plant upon achieving commercial operation.
-11 | Once construction is complete, the wind facility will sell all of the RECs associated with the power produced to a third party under a 20-year renewable energy credit sales agreement.

## Recon Peaking 12.31.18 (hidden)
Table of Operating Power Plants and Projects Under Advanced Development/Construction Recon
|  | West | Texas | East |  | Total | Check | Notes
| Operating MW Capacities at 9.30.18: | 7425.25 | 9086 | 9339 |  | 25850.25
|  | 0 |  | 0
| Operating MW Capacities at 12.31.18: | 7425.25 | 9086 | 9339 | 0 | 25850.25 | 0
Proj under advanced development and construction:
Projects under construction
| York 2 Energy Center | 0 | 0 | 828 |  | 828
| Total under construction | 0 | 0 | 828 | 0 | 828
Proj under advanced development
| Washington Parish Energy Center |  | 361 |  |  | 361
| Bluestone Wind Farm |  |  | 124 |  | 124
| Total under construction/ advanced development | 0 | 361 | 828 | 0 | 1313
| Grand Total Net Peak Interest | 7425.25 | 9447 | 10167 |  | 27163.25 | 0
~MW Upgrade
| Pasadena (SW) | 2Q10 - 1 unit |  |  |  | 10
| Deer Park (SW) | 4Q09 - 1 unit, 2Q10 - 2 units, 2Q12 - 1 unit |  |  |  | 44
| Baytown (SW) | 1Q11 - 1 unit, 2Q11 - 2 units |  |  |  | 42
| Brazos Valley (GE) | 1Q11 - 2 units |  |  |  | 12
| Westbrook (GE) | 2Q11 - 1 unit, 2Q12 - 1 unit |  |  |  | 15
| Los Medanos (GE) | 2Q11 - 2 units |  |  |  | 12
| Delta (SW) | 2Q08 - 1 unit |  |  |  | 15
| Hermiston (SW) | 4Q11 - 2 units |  |  |  | 19
| Pastoria (GE) | 2Q12 - 2 units |  |  |  | 20
| Magic Valley (SW) | 2Q13 - 1 unit |  |  |  | 10
| Magic Valley (SW) | 2Q14 - 1 unit |  |  |  | 10
209
| SW total | 13 units
| GE total | 8 units
| Outstanding: | Committed but not yet complete
| SW total | 3 units

## Recon Baseload 12.31.18 (hidden)
Table of Operating Power Plants and Projects Under Advanced Development/Construction Recon
|  | West | Texas | East |  | Total | Check | Notes
| Operating MW Capacities at 9.30.18: | 6482 | 8565 | 6560.5 |  | 21607.5
| Operating MW Capacities at 12.31.18: | 6482 | 8565 | 6560.5 | 0 | 21607.5 | 0
Proj under construction and advanced development :
Projects under construction
| York 2 Energy Center | 0 | 0 | 668 |  | 668
| Total under construction | 0 | 0 | 668 | 0 | 668
Proj under advanced development
| Bluestone Wind Farm |  | 0 | 124 |  | 124
| Total under construction/advanced development | 0 | 0 | 124 | 0 | 124
| Grand Total Net Base load Interest | 6482 | 8565 | 7352.5 | 0 | 22399.5 | 0
~MW Upgrade
| Pasadena (SW) | 2Q10 - 1 unit |  |  |  | 10
| Deer Park (SW) | 4Q09 - 1 unit, 2Q10 - 2 units, 2Q12 - 1 unit |  |  |  | 44
| Baytown (SW) | 1Q11 - 1 unit, 2Q11 - 2 units |  |  |  | 42
| Brazos Valley (GE) | 1Q11 - 2 units |  |  |  | 12
| Westbrook (GE) | 2Q11 - 1 unit, 2Q12 - 1 unit |  |  |  | 15
| Los Medanos (GE) | 2Q11 - 2 units |  |  |  | 12
| Delta (SW) | 2Q08 - 1 unit |  |  |  | 15
| Hermiston (SW) | 4Q11 - 2 units |  |  |  | 19
| Pastoria (GE) | 2Q12 - 2 units |  |  |  | 20
| Magic Valley (SW) | 2Q13 - 1 unit |  |  |  | 10
| Magic Valley (SW) | 2Q14 - 1 unit |  |  |  | 10
209
| SW total | 13 units
| GE total | 8 units
| Outstanding: | Committed but not yet complete
| SW total | 3 units

## CPN Portfolio 9.30.18 (hidden)
Table of Operating Power Plants and Projects Under Construction and Advanced Development as of September 30, 2018
[7 empty] | Calpine Net | Calpine Net
|  |  |  | U.S. State or |  | Calpine | Interest | Interest With
|  |  | NERC | Canadian |  | Interest | Baseload | Peaking
| SEGMENT /Power Plant |  | Region | Province | Technology | Percentage | (MW) (1)(3) | (MW) (2)(3) |  |  | Count of Plants
| WEST | [7 empty] | Count
Geothermal
| McCabe #5 & #6 |  | WECC | CA | Renewable | 100% | 84 | 84 | 1 |  | 1
| Ridge Line #7 & #8 |  | WECC | CA | Renewable | 100% | 76 | 76 | 2 |  | 2
| Calistoga |  | WECC | CA | Renewable | 100% | 69 | 69 | 3 |  | 3
| Eagle Rock |  | WECC | CA | Renewable | 100% | 68 | 68 | 4 |  | 4
| Big Geysers |  | WECC | CA | Renewable | 100% | 61 | 61 | 5 |  | 5
| Lake View |  | WECC | CA | Renewable | 100% | 54 | 54 | 8 |  | 6
| Quicksilver |  | WECC | CA | Renewable | 100% | 53 | 53 | 6 |  | 7
| Sonoma |  | WECC | CA | Renewable | 100% | 53 | 53 | 12 |  | 8
| Cobb Creek |  | WECC | CA | Renewable | 100% | 51 | 51 | 7 |  | 9
| Socrates |  | WECC | CA | Renewable | 100% | 50 | 50 | 9 |  | 10
| Sulphur Springs |  | WECC | CA | Renewable | 100% | 47 | 47 | 10 |  | 11
| Grant |  | WECC | CA | Renewable | 100% | 41 | 41 | 11 |  | 12
| Aidlin |  | WECC | CA | Renewable | 100% | 18 | 18 | #REF! |  | 13
Natural Gas-Fired
| Delta Energy Center |  | WECC | CA | Combined Cycle | 100% | 835 | 857 | #REF! |  | 14
| Pastoria Energy Facility |  | WECC | CA | Combined Cycle | 100% | 770 | 749 | #REF! |  | 15
| Hermiston Power Project |  | WECC | OR | Combined Cycle | 100% | 566 | 635 | #REF! |  | 16
| Otay Mesa Energy Center |  | WECC | CA | Combined Cycle | 100% | 513 | 608 | #REF! |  | 17
| Metcalf Energy Center |  | WECC | CA | Combined Cycle | 100% | 564 | 605 | #REF! |  | 18
| Sutter Energy Center |  | WECC | CA | Combined Cycle | 100% | 542 | 578 | #REF! |  | 19
| Los Medanos Energy Center |  | WECC | CA | Cogen | 100% | 518 | 572 | #REF! |  | 20
| South Point Energy Center(4) |  | WECC | AZ | Combined Cycle | 100% | 520 | 530 | #REF! |  | 21
| Russell City Energy Center |  | WECC | CA | Combined Cycle | 75% | 429 | 464.25 |  |  | 22
| Los Esteros Critical Energy Facility |  | WECC | CA | Combined Cycle | 100% | 243 | 309 | 6 |  | 23
| Gilroy Energy Center |  | WECC | CA | Simple Cycle | 100% | 0 | 141 | #REF! |  | 24
| Gilroy Cogeneration Plant |  | WECC | CA | Cogen | 100% | 109 | 130 | #REF! |  | 25
| King City Cogeneration Plant |  | WECC | CA | Cogen | 100% | 120 | 120 | #REF! |  | 26
| Wolfskill Energy Center |  | WECC | CA | Simple Cycle | 100% | 0 | 48 | #REF! |  | 27
| Yuba City Energy Center |  | WECC | CA | Simple Cycle | 100% | 0 | 47 | #REF! |  | 28
| Feather River Energy Center |  | WECC | CA | Simple Cycle | 100% | 0 | 47 | #REF! |  | 29
| Creed Energy Center |  | WECC | CA | Simple Cycle | 100% | 0 | 47 | #REF! |  | 30
| Lambie Energy Center |  | WECC | CA | Simple Cycle | 100% | 0 | 47 | #REF! |  | 31
| Goose Haven Energy Center |  | WECC | CA | Simple Cycle | 100% | 0 | 47 | #REF! |  | 32
| Riverview Energy Center |  | WECC | CA | Simple Cycle | 100% | 0 | 47 | #REF! |  | 33
| King City Peaking Energy Center |  | WECC | CA | Simple Cycle | 100% | 0 | 44 | #REF! |  | 34
| Agnews Power Plant |  | WECC | CA | Combined Cycle | 100% | 28 | 28 | #REF! |  | 35
| Subtotal | [5 empty] | 6482 | 7425.25 | #REF!
TEXAS
| Deer Park Energy Center |  | TRE | TX | Cogen | 100% | 1103 | 1204 |  |  | 36
| Guadalupe Energy Center |  | TRE | TX | Combined Cycle | 100% | 1009 | 1000 |  |  | 37
| Baytown Energy Center |  | TRE | TX | Cogen | 100% | 810 | 896 | #REF! |  | 38
| Channel Energy Center |  | TRE | TX | Cogen | 100% | 723 | 808 | #REF! |  | 39
| Pasadena Power Plant(5) |  | TRE | TX | Cogen/Combined Cycle | 100% | 763 | 781 | #REF! |  | 40
| Bosque Energy Center |  | TRE | TX | Combined Cycle | 100% | 740 | 762 |  |  | 41
| Freestone Energy Center |  | TRE | TX | Combined Cycle | 75% | 779 | 746 | #REF! |  | 42
| Magic Valley Generating Station |  | TRE | TX | Combined Cycle | 100% | 682 | 712 | #REF! |  | 43
| Jack A. Fusco Energy Center(6) |  | TRE | TX | Combined Cycle | 100% | 523 | 609 | #REF! |  | 44
| Corpus Christi Energy Center |  | TRE | TX | Cogen | 100% | 426 | 500 | #REF! |  | 45
| Texas City Power Plant |  | TRE | TX | Cogen | 100% | 400 | 453 | #REF! |  | 46
| Hidalgo Energy Center |  | TRE | TX | Combined Cycle | 78.5% | 397 | 379 | #REF! |  | 47
| Freeport Energy Center(7) |  | TRE | TX | Cogen | 100% | 210 | 236 | #REF! |  | 48
| Subtotal | [5 empty] | 8565 | 9086 | #REF!
EAST
| Bethlehem Energy Center |  | RFC | PA | Combined Cycle | 100% | 1062 | 1130 |  |  | 49
| Hay Road Energy Center |  | RFC | DE | Combined Cycle | 100% | 1039 | 1130 | #REF! |  | 50
| Morgan Energy Center |  | SERC | AL | Cogen | 100% | 720 | 807 | #REF! |  | 51
| Fore River Energy Center |  | NPCC | MA | Combined Cycle | 100% | 750 | 731 |  |  | 52
| Edge Moor Energy Center |  | RFC | DE | Steam Cycle | 100% | 0 | 725 | #REF! |  | 53
| Granite Ridge Energy Center |  | NPCC | NH | Combined Cycle | 100% | 745 | 695 |  |  | 54
| York Energy Center |  | RFC | PA | Combined Cycle | 100% | 518.5 | 565 | #REF! |  | 55
| Westbrook Energy Center |  | NPCC | ME | Combined Cycle | 100% | 552 | 552 |  |  | 56
| Greenfield Energy Centre(8) |  | NPCC | ON | Combined Cycle | 50% | 422 | 519 | #REF! |  | 57
| RockGen Energy Center |  | MRO | WI | Simple Cycle | 100% | 0 | 503 | #REF! |  | 58
| Zion Energy Center |  | RFC | IL | Simple Cycle | 100% | 0 | 503 | #REF! |  | 59
| Garrison Energy Center |  | RFC | DE | Combined Cycle | 100% | 273 | 309 |  |  | 60
| Pine Bluff Energy Center |  | SERC | AR | Cogen | 100% | 184 | 215 | #REF! |  | 61
| Cumberland Energy Center |  | RFC | NJ | Simple Cycle | 100% | 0 | 191 | #REF! |  | 62
| Kennedy International Airport Power Plant |  | NPCC | NY | Cogen | 100% | 110 | 121 | #REF! |  | 63
| Sherman Avenue Energy Center |  | RFC | NJ | Simple Cycle | 100% | 0 | 92 | #REF! |  | 64
| Bethpage Energy Center 3 |  | NPCC | NY | Combined Cycle | 100% | 60 | 80 | #REF! |  | 65
| Carll's Corner Energy Center |  | RFC | NJ | Simple Cycle | 100% | 0 | 73 | #REF! |  | 66
| Mickleton Energy Center |  | RFC | NJ | Simple Cycle | 100% | 0 | 67 | #REF! |  | 67
| Bethpage Power Plant |  | NPCC | NY | Combined Cycle | 100% | 55 | 56 | #REF! |  | 68
| Christiana Energy Center |  | RFC | DE | Simple Cycle | 100% | 0 | 53 | #REF! |  | 69
| Bethpage Peaker |  | NPCC | NY | Simple Cycle | 100% | 0 | 48 | #REF! |  | 70
| Stony Brook Power Plant |  | NPCC | NY | Cogen | 100% | 45 | 47 | #REF! |  | 71
| Tasley Energy Center |  | RFC | VA | Simple Cycle | 100% | 0 | 33 | #REF! |  | 72
| Whitby Cogeneration(9) |  | NPCC | ON | Cogen | 50% | 25 | 25 | #REF! |  | 73
| Delaware City Energy Center |  | RFC | DE | Simple Cycle | 100% | 0 | 23 | #REF! |  | 74
| West Energy Center |  | RFC | DE | Simple Cycle | 100% | 0 | 20 | #REF! |  | 75
| Bayview Energy Center |  | RFC | VA | Simple Cycle | 100% | 0 | 12 | #REF! |  | 76
| Crisfield Energy Center |  | RFC | MD | Simple Cycle | 100% | 0 | 10 | #REF! |  | 77
| Vineland Solar Energy Center |  | RFC | NJ | Renewable | 100% | 0 | 4 | #REF! |  | 78 | Total number of plants
| Subtotal | [5 empty] | 6560.5 | 9339 | #REF! | Total count of pwr plants
| Total operating power plants | 78 |  |  |  |  | 21607.5 | 25850.25
Projects Under Construction and Advanced Development
Projects under construction
| York 2 Energy Center |  | RFC | PA | Combined Cycle | 100% | 668 | 828 | #REF!
Projects under advanced development
| Washington Parish Energy Center (10) |  | SERC | LA | Simple Cycle | 100% | 0 | 361
| Bluestone Wind Farm (11) |  | NPCC | NY | Renewable | 100% | 124 | 124
| Total operating power plants and projects under construction and advanced development | [5 empty] | 22399.5 | 27163.25
-1 | Natural gas-fired fleet capacities are generally derived on as-built as-designed outputs, including upgrades, based on site specific annual average temperatures and average process steam flows for cogeneration power plants, as applicable. Geothermal capacities are derived from historical generation output and steam reservoir modeling under average ambient conditions (temperatures and rainfall). Wind capacities are based on nameplate capacity.
-2 | Natural gas-fired fleet peaking capacities are primarily derived on as-built as-designed peaking outputs based on site specific average summer temperatures and include power enhancement features such as heat recovery steam generator duct-firing, gas turbine power augmentation, and/or other power augmentation features. For certain power plants with definitive contracts, capacities at contract conditions have been included. Oil-fired capacities reflect capacity test results.
-3 | These outputs do not factor in the typical MW loss and recovery profiles over time, which natural-gas fired turbine power plants display associated with their planned major maintenance schedules.
-4 | South Point Energy Center is available for economic disptach.
-5 | Pasadena is comprised of 260 MW of cogen technology and 521 MW of combined cycle (non-cogen) technology.
-6 | Formerly our Brazos Valley Power Plant, which was renamed in December 2017.
-7 | Freeport Energy Center is owned by Calpine; however, it is contracted and operated by The Dow Chemical Company.
-8 | Calpine holds a 50% partnership interest in Greenfield LP through its subsidiaries; however, it is operated by a third party.
-9 | Calpine holds a 50% partnership interest in Whitby Cogeneration through its subsidiaries; however, it is operated by Atlantic Packaging Products Ltd.
-10 | A third party will purchase a 100% ownership interest in this power plant upon achieving commercial operation.
-11 | Once construction is complete, the wind facility will sell all of the RECs associated with the power produced to a third party under a 20-year renewable energy credit sales agreement.

## Recon Peaking 09.30.18 (hidden)
Table of Operating Power Plants and Projects Under Advanced Development/Construction Recon
|  | West | Texas | East |  | Total | Check | Notes
| Operating MW Capacities at 6.30.18: | 7425.25 | 9086 | 9339 |  | 25850.25
|  | 0 |  | 0
| Operating MW Capacities at 9.30.18: | 7425.25 | 9086 | 9339 | 0 | 25850.25 | 0
Proj under advanced development and construction:
Projects under construction
| York 2 Energy Center | 0 | 0 | 828 |  | 828
| Total under construction | 0 | 0 | 828 | 0 | 828
Proj under advanced development
| Washington Parish Energy Center |  | 361 |  |  | 361
| Bluestone Wind Farm |  |  | 124 |  | 124
| Total under construction/ advanced development | 0 | 361 | 828 | 0 | 1313
| Grand Total Net Peak Interest | 7425.25 | 9447 | 10167 |  | 27163.25 | 0
~MW Upgrade
| Pasadena (SW) | 2Q10 - 1 unit |  |  |  | 10
| Deer Park (SW) | 4Q09 - 1 unit, 2Q10 - 2 units, 2Q12 - 1 unit |  |  |  | 44
| Baytown (SW) | 1Q11 - 1 unit, 2Q11 - 2 units |  |  |  | 42
| Brazos Valley (GE) | 1Q11 - 2 units |  |  |  | 12
| Westbrook (GE) | 2Q11 - 1 unit, 2Q12 - 1 unit |  |  |  | 15
| Los Medanos (GE) | 2Q11 - 2 units |  |  |  | 12
| Delta (SW) | 2Q08 - 1 unit |  |  |  | 15
| Hermiston (SW) | 4Q11 - 2 units |  |  |  | 19
| Pastoria (GE) | 2Q12 - 2 units |  |  |  | 20
| Magic Valley (SW) | 2Q13 - 1 unit |  |  |  | 10
| Magic Valley (SW) | 2Q14 - 1 unit |  |  |  | 10
209
| SW total | 13 units
| GE total | 8 units
| Outstanding: | Committed but not yet complete
| SW total | 3 units

## Recon Baseload 9.30.18 (hidden)
Table of Operating Power Plants and Projects Under Advanced Development/Construction Recon
|  | West | Texas | East |  | Total | Check | Notes
| Operating MW Capacities at 6.30.18: | 6482 | 8565 | 6560.5 |  | 21607.5
| Operating MW Capacities at 9.30.18: | 6482 | 8565 | 6560.5 | 0 | 21607.5 | 0
Proj under construction and advanced development :
Projects under construction
| York 2 Energy Center | 0 | 0 | 668 |  | 668
| Total under construction | 0 | 0 | 668 | 0 | 668
Proj under advanced development
| Bluestone Wind Farm |  | 0 | 124 |  | 124
| Total under construction/advanced development | 0 | 0 | 124 | 0 | 124
| Grand Total Net Base load Interest | 6482 | 8565 | 7352.5 | 0 | 22399.5 | 0
~MW Upgrade
| Pasadena (SW) | 2Q10 - 1 unit |  |  |  | 10
| Deer Park (SW) | 4Q09 - 1 unit, 2Q10 - 2 units, 2Q12 - 1 unit |  |  |  | 44
| Baytown (SW) | 1Q11 - 1 unit, 2Q11 - 2 units |  |  |  | 42
| Brazos Valley (GE) | 1Q11 - 2 units |  |  |  | 12
| Westbrook (GE) | 2Q11 - 1 unit, 2Q12 - 1 unit |  |  |  | 15
| Los Medanos (GE) | 2Q11 - 2 units |  |  |  | 12
| Delta (SW) | 2Q08 - 1 unit |  |  |  | 15
| Hermiston (SW) | 4Q11 - 2 units |  |  |  | 19
| Pastoria (GE) | 2Q12 - 2 units |  |  |  | 20
| Magic Valley (SW) | 2Q13 - 1 unit |  |  |  | 10
| Magic Valley (SW) | 2Q14 - 1 unit |  |  |  | 10
209
| SW total | 13 units
| GE total | 8 units
| Outstanding: | Committed but not yet complete
| SW total | 3 units

## CPN Portfolio 6.30.18 (hidden)
Table of Operating Power Plants and Projects Under Construction and Advanced Development as of June 30, 2018
[7 empty] | Calpine Net | Calpine Net
|  |  |  | U.S. State or |  | Calpine | Interest | Interest With
|  |  | NERC | Canadian |  | Interest | Baseload | Peaking
| SEGMENT /Power Plant |  | Region | Province | Technology | Percentage | (MW) (1)(3) | (MW) (2)(3) |  |  | Count of Plants
| WEST | [7 empty] | Count
Geothermal
| McCabe #5 & #6 |  | WECC | CA | Renewable | 100% | 84 | 84 | 1 |  | 1
| Ridge Line #7 & #8 |  | WECC | CA | Renewable | 100% | 76 | 76 | 2 |  | 2
| Calistoga |  | WECC | CA | Renewable | 100% | 69 | 69 | 3 |  | 3
| Eagle Rock |  | WECC | CA | Renewable | 100% | 68 | 68 | 4 |  | 4
| Big Geysers |  | WECC | CA | Renewable | 100% | 61 | 61 | 5 |  | 5
| Lake View |  | WECC | CA | Renewable | 100% | 54 | 54 | 8 |  | 6
| Quicksilver |  | WECC | CA | Renewable | 100% | 53 | 53 | 6 |  | 7
| Sonoma |  | WECC | CA | Renewable | 100% | 53 | 53 | 12 |  | 8
| Cobb Creek |  | WECC | CA | Renewable | 100% | 51 | 51 | 7 |  | 9
| Socrates |  | WECC | CA | Renewable | 100% | 50 | 50 | 9 |  | 10
| Sulphur Springs |  | WECC | CA | Renewable | 100% | 47 | 47 | 10 |  | 11
| Grant |  | WECC | CA | Renewable | 100% | 41 | 41 | 11 |  | 12
| Aidlin |  | WECC | CA | Renewable | 100% | 18 | 18 | #REF! |  | 13
Natural Gas-Fired
| Delta Energy Center |  | WECC | CA | Combined Cycle | 100% | 835 | 857 | #REF! |  | 14
| Pastoria Energy Facility |  | WECC | CA | Combined Cycle | 100% | 770 | 749 | #REF! |  | 15
| Hermiston Power Project |  | WECC | OR | Combined Cycle | 100% | 566 | 635 | #REF! |  | 16
| Otay Mesa Energy Center |  | WECC | CA | Combined Cycle | 100% | 513 | 608 | #REF! |  | 17
| Metcalf Energy Center |  | WECC | CA | Combined Cycle | 100% | 564 | 605 | #REF! |  | 18
| Sutter Energy Center |  | WECC | CA | Combined Cycle | 100% | 542 | 578 | #REF! |  | 19
| Los Medanos Energy Center |  | WECC | CA | Cogen | 100% | 518 | 572 | #REF! |  | 20
| South Point Energy Center(4) |  | WECC | AZ | Combined Cycle | 100% | 520 | 530 | #REF! |  | 21
| Russell City Energy Center |  | WECC | CA | Combined Cycle | 75% | 429 | 464.25 |  |  | 22
| Los Esteros Critical Energy Facility |  | WECC | CA | Combined Cycle | 100% | 243 | 309 | 6 |  | 23
| Gilroy Energy Center |  | WECC | CA | Simple Cycle | 100% | 0 | 141 | #REF! |  | 24
| Gilroy Cogeneration Plant |  | WECC | CA | Cogen | 100% | 109 | 130 | #REF! |  | 25
| King City Cogeneration Plant |  | WECC | CA | Cogen | 100% | 120 | 120 | #REF! |  | 26
| Wolfskill Energy Center |  | WECC | CA | Simple Cycle | 100% | 0 | 48 | #REF! |  | 27
| Yuba City Energy Center |  | WECC | CA | Simple Cycle | 100% | 0 | 47 | #REF! |  | 28
| Feather River Energy Center |  | WECC | CA | Simple Cycle | 100% | 0 | 47 | #REF! |  | 29
| Creed Energy Center |  | WECC | CA | Simple Cycle | 100% | 0 | 47 | #REF! |  | 30
| Lambie Energy Center |  | WECC | CA | Simple Cycle | 100% | 0 | 47 | #REF! |  | 31
| Goose Haven Energy Center |  | WECC | CA | Simple Cycle | 100% | 0 | 47 | #REF! |  | 32
| Riverview Energy Center |  | WECC | CA | Simple Cycle | 100% | 0 | 47 | #REF! |  | 33
| King City Peaking Energy Center |  | WECC | CA | Simple Cycle | 100% | 0 | 44 | #REF! |  | 34
| Agnews Power Plant |  | WECC | CA | Combined Cycle | 100% | 28 | 28 | #REF! |  | 35
| Subtotal | [5 empty] | 6482 | 7425.25 | #REF!
TEXAS
| Deer Park Energy Center |  | TRE | TX | Cogen | 100% | 1103 | 1204 |  |  | 36
| Guadalupe Energy Center |  | TRE | TX | Combined Cycle | 100% | 1009 | 1000 |  |  | 37
| Baytown Energy Center |  | TRE | TX | Cogen | 100% | 810 | 896 | #REF! |  | 38
| Channel Energy Center |  | TRE | TX | Cogen | 100% | 723 | 808 | #REF! |  | 39
| Pasadena Power Plant(5) |  | TRE | TX | Cogen/Combined Cycle | 100% | 763 | 781 | #REF! |  | 40
| Bosque Energy Center |  | TRE | TX | Combined Cycle | 100% | 740 | 762 |  |  | 41
| Freestone Energy Center |  | TRE | TX | Combined Cycle | 75% | 779 | 746 | #REF! |  | 42
| Magic Valley Generating Station |  | TRE | TX | Combined Cycle | 100% | 682 | 712 | #REF! |  | 43
| Jack A. Fusco Energy Center(6) |  | TRE | TX | Combined Cycle | 100% | 523 | 609 | #REF! |  | 44
| Corpus Christi Energy Center |  | TRE | TX | Cogen | 100% | 426 | 500 | #REF! |  | 45
| Texas City Power Plant |  | TRE | TX | Cogen | 100% | 400 | 453 | #REF! |  | 46
| Hidalgo Energy Center |  | TRE | TX | Combined Cycle | 78.5% | 397 | 379 | #REF! |  | 47
| Freeport Energy Center(7) |  | TRE | TX | Cogen | 100% | 210 | 236 | #REF! |  | 48
| Subtotal | [5 empty] | 8565 | 9086 | #REF!
EAST
| Bethlehem Energy Center |  | RFC | PA | Combined Cycle | 100% | 1062 | 1130 |  |  | 49
| Hay Road Energy Center |  | RFC | DE | Combined Cycle | 100% | 1039 | 1130 | #REF! |  | 50
| Morgan Energy Center |  | SERC | AL | Cogen | 100% | 720 | 807 | #REF! |  | 51
| Fore River Energy Center |  | NPCC | MA | Combined Cycle | 100% | 750 | 731 |  |  | 52
| Edge Moor Energy Center |  | RFC | DE | Steam Cycle | 100% | 0 | 725 | #REF! |  | 53
| Granite Ridge Energy Center |  | NPCC | NH | Combined Cycle | 100% | 745 | 695 |  |  | 54
| York Energy Center |  | RFC | PA | Combined Cycle | 100% | 518.5 | 565 | #REF! |  | 55
| Westbrook Energy Center |  | NPCC | ME | Combined Cycle | 100% | 552 | 552 |  |  | 56
| Greenfield Energy Centre(8) |  | NPCC | ON | Combined Cycle | 50% | 422 | 519 | #REF! |  | 57
| RockGen Energy Center |  | MRO | WI | Simple Cycle | 100% | 0 | 503 | #REF! |  | 58
| Zion Energy Center |  | RFC | IL | Simple Cycle | 100% | 0 | 503 | #REF! |  | 59
| Garrison Energy Center |  | RFC | DE | Combined Cycle | 100% | 273 | 309 |  |  | 60
| Pine Bluff Energy Center |  | SERC | AR | Cogen | 100% | 184 | 215 | #REF! |  | 61
| Cumberland Energy Center |  | RFC | NJ | Simple Cycle | 100% | 0 | 191 | #REF! |  | 62
| Kennedy International Airport Power Plant |  | NPCC | NY | Cogen | 100% | 110 | 121 | #REF! |  | 63
| Sherman Avenue Energy Center |  | RFC | NJ | Simple Cycle | 100% | 0 | 92 | #REF! |  | 64
| Bethpage Energy Center 3 |  | NPCC | NY | Combined Cycle | 100% | 60 | 80 | #REF! |  | 65
| Carll's Corner Energy Center |  | RFC | NJ | Simple Cycle | 100% | 0 | 73 | #REF! |  | 66
| Mickleton Energy Center |  | RFC | NJ | Simple Cycle | 100% | 0 | 67 | #REF! |  | 67
| Bethpage Power Plant |  | NPCC | NY | Combined Cycle | 100% | 55 | 56 | #REF! |  | 68
| Christiana Energy Center |  | RFC | DE | Simple Cycle | 100% | 0 | 53 | #REF! |  | 69
| Bethpage Peaker |  | NPCC | NY | Simple Cycle | 100% | 0 | 48 | #REF! |  | 70
| Stony Brook Power Plant |  | NPCC | NY | Cogen | 100% | 45 | 47 | #REF! |  | 71
| Tasley Energy Center |  | RFC | VA | Simple Cycle | 100% | 0 | 33 | #REF! |  | 72
| Whitby Cogeneration(9) |  | NPCC | ON | Cogen | 50% | 25 | 25 | #REF! |  | 73
| Delaware City Energy Center |  | RFC | DE | Simple Cycle | 100% | 0 | 23 | #REF! |  | 74
| West Energy Center |  | RFC | DE | Simple Cycle | 100% | 0 | 20 | #REF! |  | 75
| Bayview Energy Center |  | RFC | VA | Simple Cycle | 100% | 0 | 12 | #REF! |  | 76
| Crisfield Energy Center |  | RFC | MD | Simple Cycle | 100% | 0 | 10 | #REF! |  | 77
| Vineland Solar Energy Center |  | RFC | NJ | Renewable | 100% | 0 | 4 | #REF! |  | 78 | Total number of plants
| Subtotal | [5 empty] | 6560.5 | 9339 | #REF! | Total count of pwr plants
| Total operating power plants | 78 |  |  |  |  | 21607.5 | 25850.25
Projects Under Construction and Advanced Development
Projects under construction
| York 2 Energy Center |  | RFC | PA | Combined Cycle | 100% | 668 | 828 | #REF!
Projects under advanced development
| Washington Parish Energy Center (10) |  | SERC | LA | Simple Cycle | 100% | 0 | 361
| Bluestone Wind Farm (11) |  | NPCC | NY | Renewable | 100% | 124 | 124
| Total operating power plants and projects under construction and advanced development | [5 empty] | 22399.5 | 27163.25
-1 | Natural gas-fired fleet capacities are generally derived on as-built as-designed outputs, including upgrades, based on site specific annual average temperatures and average process steam flows for cogeneration power plants, as applicable. Geothermal capacities are derived from historical generation output and steam reservoir modeling under average ambient conditions (temperatures and rainfall). Wind capacities are based on nameplate capacity.
-2 | Natural gas-fired fleet peaking capacities are primarily derived on as-built as-designed peaking outputs based on site specific average summer temperatures and include power enhancement features such as heat recovery steam generator duct-firing, gas turbine power augmentation, and/or other power augmentation features. For certain power plants with definitive contracts, capacities at contract conditions have been included. Oil-fired capacities reflect capacity test results.
-3 | These outputs do not factor in the typical MW loss and recovery profiles over time, which natural-gas fired turbine power plants display associated with their planned major maintenance schedules.
-4 | We suspended operations to assess the future of these facilities.
-5 | Pasadena is comprised of 260 MW of cogen technology and 521 MW of combined cycle (non-cogen) technology.
-6 | Formerly our Brazos Valley Power Plant, which was renamed in December 2017.
-7 | Freeport Energy Center is owned by Calpine; however, it is contracted and operated by The Dow Chemical Company.
-8 | Calpine holds a 50% partnership interest in Greenfield LP through its subsidiaries; however, it is operated by a third party.
-9 | Calpine holds a 50% partnership interest in Whitby Cogeneration through its subsidiaries; however, it is operated by Atlantic Packaging Products Ltd.
-10 | A third party will purchase a 100% ownership interest in this power plant upon achieving commercial operation.
-11 | Once construction is complete, the wind facility will sell all of the RECs associated with the power produced to a third party under a 20-year renewable energy credit sales agreement.

## Recon Peaking 6.30.18 (hidden)
Table of Operating Power Plants and Projects Under Advanced Development/Construction Recon
|  | West | Texas | East |  | Total | Check | Notes
| Operating MW Capacities at 3.31.18: | 7425.25 | 9086 | 9339 |  | 25850.25
| Auburndale Peaking Energy Center | 0 |  | -117
| Operating MW Capacities at 6.30.18: | 7425.25 | 9086 | 9222 | 0 | 25850.25 | 0
Proj under advanced development and construction:
Projects under construction
| York 2 Energy Center | 0 | 0 | 828 |  | 828
| Total under construction | 0 | 0 | 828 | 0 | 828
Proj under advanced development
| Washington Parish Energy Center |  | 361 |  |  | 361
| Bluestone Wind Farm |  |  | 124 |  | 124
| Total under construction/ advanced development | 0 | 361 | 828 | 0 | 1313
| Grand Total Net Peak Interest | 7425.25 | 9447 | 10050 |  | 27163.25 | 0
~MW Upgrade
| Pasadena (SW) | 2Q10 - 1 unit |  |  |  | 10
| Deer Park (SW) | 4Q09 - 1 unit, 2Q10 - 2 units, 2Q12 - 1 unit |  |  |  | 44
| Baytown (SW) | 1Q11 - 1 unit, 2Q11 - 2 units |  |  |  | 42
| Brazos Valley (GE) | 1Q11 - 2 units |  |  |  | 12
| Westbrook (GE) | 2Q11 - 1 unit, 2Q12 - 1 unit |  |  |  | 15
| Los Medanos (GE) | 2Q11 - 2 units |  |  |  | 12
| Delta (SW) | 2Q08 - 1 unit |  |  |  | 15
| Hermiston (SW) | 4Q11 - 2 units |  |  |  | 19
| Pastoria (GE) | 2Q12 - 2 units |  |  |  | 20
| Magic Valley (SW) | 2Q13 - 1 unit |  |  |  | 10
| Magic Valley (SW) | 2Q14 - 1 unit |  |  |  | 10
209
| SW total | 13 units
| GE total | 8 units
| Outstanding: | Committed but not yet complete
| SW total | 3 units

## Recon Baseload 6.30.18 (hidden)
Table of Operating Power Plants and Projects Under Advanced Development/Construction Recon
|  | West | Texas | East |  | Total | Check | Notes
| Operating MW Capacities at 3.31.18: | 6482 | 8565 | 6560.5 |  | 21607.5
| Operating MW Capacities at 6.30.18: | 6482 | 8565 | 6560.5 | 0 | 21607.5 | 0
Proj under construction and advanced development :
Projects under construction
| York 2 Energy Center | 0 | 0 | 668 |  | 668
| Total under construction | 0 | 0 | 668 | 0 | 668
Proj under advanced development
| Bluestone Wind Farm |  | 0 | 124 |  | 124
| Total under construction/advanced development | 0 | 0 | 124 | 0 | 124
| Grand Total Net Base load Interest | 6482 | 8565 | 7352.5 | 0 | 22399.5 | 0
~MW Upgrade
| Pasadena (SW) | 2Q10 - 1 unit |  |  |  | 10
| Deer Park (SW) | 4Q09 - 1 unit, 2Q10 - 2 units, 2Q12 - 1 unit |  |  |  | 44
| Baytown (SW) | 1Q11 - 1 unit, 2Q11 - 2 units |  |  |  | 42
| Brazos Valley (GE) | 1Q11 - 2 units |  |  |  | 12
| Westbrook (GE) | 2Q11 - 1 unit, 2Q12 - 1 unit |  |  |  | 15
| Los Medanos (GE) | 2Q11 - 2 units |  |  |  | 12
| Delta (SW) | 2Q08 - 1 unit |  |  |  | 15
| Hermiston (SW) | 4Q11 - 2 units |  |  |  | 19
| Pastoria (GE) | 2Q12 - 2 units |  |  |  | 20
| Magic Valley (SW) | 2Q13 - 1 unit |  |  |  | 10
| Magic Valley (SW) | 2Q14 - 1 unit |  |  |  | 10
209
| SW total | 13 units
| GE total | 8 units
| Outstanding: | Committed but not yet complete
| SW total | 3 units

## CPN Portfolio 3.31.18 (hidden)
Table of Operating Power Plants and Projects Under Construction and Advanced Development as of March 31, 2018
[7 empty] | Calpine Net | Calpine Net
|  |  |  | U.S. State or |  | Calpine | Interest | Interest With
|  |  | NERC | Canadian |  | Interest | Baseload | Peaking
| SEGMENT /Power Plant |  | Region | Province | Technology | Percentage | (MW) (1)(3) | (MW) (2)(3) |  |  | Count of Plants
| WEST | [7 empty] | Count
Geothermal
| McCabe #5 & #6 |  | WECC | CA | Renewable | 100% | 84 | 84 | 1 |  | 1
| Ridge Line #7 & #8 |  | WECC | CA | Renewable | 100% | 76 | 76 | 2 |  | 2
| Calistoga |  | WECC | CA | Renewable | 100% | 69 | 69 | 3 |  | 3
| Eagle Rock |  | WECC | CA | Renewable | 100% | 68 | 68 | 4 |  | 4
| Big Geysers |  | WECC | CA | Renewable | 100% | 61 | 61 | 5 |  | 5
| Lake View |  | WECC | CA | Renewable | 100% | 54 | 54 | 8 |  | 6
| Quicksilver |  | WECC | CA | Renewable | 100% | 53 | 53 | 6 |  | 7
| Sonoma |  | WECC | CA | Renewable | 100% | 53 | 53 | 12 |  | 8
| Cobb Creek |  | WECC | CA | Renewable | 100% | 51 | 51 | 7 |  | 9
| Socrates |  | WECC | CA | Renewable | 100% | 50 | 50 | 9 |  | 10
| Sulphur Springs |  | WECC | CA | Renewable | 100% | 47 | 47 | 10 |  | 11
| Grant |  | WECC | CA | Renewable | 100% | 41 | 41 | 11 |  | 12
| Aidlin |  | WECC | CA | Renewable | 100% | 18 | 18 | #REF! |  | 13
Natural Gas-Fired
| Delta Energy Center |  | WECC | CA | Combined Cycle | 100% | 835 | 857 | #REF! |  | 14
| Pastoria Energy Facility |  | WECC | CA | Combined Cycle | 100% | 770 | 749 | #REF! |  | 15
| Hermiston Power Project |  | WECC | OR | Combined Cycle | 100% | 566 | 635 | #REF! |  | 16
| Otay Mesa Energy Center |  | WECC | CA | Combined Cycle | 100% | 513 | 608 | #REF! |  | 17
| Metcalf Energy Center |  | WECC | CA | Combined Cycle | 100% | 564 | 605 | #REF! |  | 18
| Sutter Energy Center |  | WECC | CA | Combined Cycle | 100% | 542 | 578 | #REF! |  | 19
| Los Medanos Energy Center |  | WECC | CA | Cogen | 100% | 518 | 572 | #REF! |  | 20
| South Point Energy Center(4) |  | WECC | AZ | Combined Cycle | 100% | 520 | 530 | #REF! |  | 21
| Russell City Energy Center |  | WECC | CA | Combined Cycle | 75% | 429 | 464.25 |  |  | 22
| Los Esteros Critical Energy Facility |  | WECC | CA | Combined Cycle | 100% | 243 | 309 | 6 |  | 23
| Gilroy Energy Center |  | WECC | CA | Simple Cycle | 100% | 0 | 141 | #REF! |  | 24
| Gilroy Cogeneration Plant |  | WECC | CA | Cogen | 100% | 109 | 130 | #REF! |  | 25
| King City Cogeneration Plant |  | WECC | CA | Cogen | 100% | 120 | 120 | #REF! |  | 26
| Wolfskill Energy Center(4) |  | WECC | CA | Simple Cycle | 100% | 0 | 48 | #REF! |  | 27
| Yuba City Energy Center |  | WECC | CA | Simple Cycle | 100% | 0 | 47 | #REF! |  | 28
| Feather River Energy Center |  | WECC | CA | Simple Cycle | 100% | 0 | 47 | #REF! |  | 29
| Creed Energy Center |  | WECC | CA | Simple Cycle | 100% | 0 | 47 | #REF! |  | 30
| Lambie Energy Center |  | WECC | CA | Simple Cycle | 100% | 0 | 47 | #REF! |  | 31
| Goose Haven Energy Center |  | WECC | CA | Simple Cycle | 100% | 0 | 47 | #REF! |  | 32
| Riverview Energy Center |  | WECC | CA | Simple Cycle | 100% | 0 | 47 | #REF! |  | 33
| King City Peaking Energy Center(4) |  | WECC | CA | Simple Cycle | 100% | 0 | 44 | #REF! |  | 34
| Agnews Power Plant |  | WECC | CA | Combined Cycle | 100% | 28 | 28 | #REF! |  | 35
| Subtotal | [5 empty] | 6482 | 7425.25 | #REF!
TEXAS
| Deer Park Energy Center |  | TRE | TX | Cogen | 100% | 1103 | 1204 |  |  | 36
| Guadalupe Energy Center |  | TRE | TX | Combined Cycle | 100% | 1009 | 1000 |  |  | 37
| Baytown Energy Center |  | TRE | TX | Cogen | 100% | 810 | 896 | #REF! |  | 38
| Channel Energy Center |  | TRE | TX | Cogen | 100% | 723 | 808 | #REF! |  | 39
| Pasadena Power Plant(5) |  | TRE | TX | Cogen/Combined Cycle | 100% | 763 | 781 | #REF! |  | 40
| Bosque Energy Center |  | TRE | TX | Combined Cycle | 100% | 740 | 762 |  |  | 41
| Freestone Energy Center |  | TRE | TX | Combined Cycle | 75% | 779 | 746 | #REF! |  | 42
| Magic Valley Generating Station |  | TRE | TX | Combined Cycle | 100% | 682 | 712 | #REF! |  | 43
| Jack A. Fusco Energy Center(6) |  | TRE | TX | Combined Cycle | 100% | 523 | 609 | #REF! |  | 44
| Corpus Christi Energy Center |  | TRE | TX | Cogen | 100% | 426 | 500 | #REF! |  | 45
| Texas City Power Plant |  | TRE | TX | Cogen | 100% | 400 | 453 | #REF! |  | 46
| Hidalgo Energy Center |  | TRE | TX | Combined Cycle | 78.5% | 397 | 379 | #REF! |  | 47
| Freeport Energy Center(7) |  | TRE | TX | Cogen | 100% | 210 | 236 | #REF! |  | 48
| Subtotal | [5 empty] | 8565 | 9086 | #REF!
EAST
| Bethlehem Energy Center |  | RFC | PA | Combined Cycle | 100% | 1062 | 1130 |  |  | 49
| Hay Road Energy Center |  | RFC | DE | Combined Cycle | 100% | 1039 | 1130 | #REF! |  | 50
| Morgan Energy Center |  | SERC | AL | Cogen | 100% | 720 | 807 | #REF! |  | 51
| Fore River Energy Center |  | NPCC | MA | Combined Cycle | 100% | 750 | 731 |  |  | 52
| Edge Moor Energy Center |  | RFC | DE | Steam Cycle | 100% | 0 | 725 | #REF! |  | 53
| Granite Ridge Energy Center |  | NPCC | NH | Combined Cycle | 100% | 745 | 695 |  |  | 54
| York Energy Center |  | RFC | PA | Combined Cycle | 100% | 518.5 | 565 | #REF! |  | 55
| Westbrook Energy Center |  | NPCC | ME | Combined Cycle | 100% | 552 | 552 |  |  | 56
| Greenfield Energy Centre(8) |  | NPCC | ON | Combined Cycle | 50% | 422 | 519 | #REF! |  | 57
| RockGen Energy Center |  | MRO | WI | Simple Cycle | 100% | 0 | 503 | #REF! |  | 58
| Zion Energy Center |  | RFC | IL | Simple Cycle | 100% | 0 | 503 | #REF! |  | 59
| Garrison Energy Center |  | RFC | DE | Combined Cycle | 100% | 273 | 309 |  |  | 60
| Pine Bluff Energy Center |  | SERC | AR | Cogen | 100% | 184 | 215 | #REF! |  | 61
| Cumberland Energy Center |  | RFC | NJ | Simple Cycle | 100% | 0 | 191 | #REF! |  | 62
| Kennedy International Airport Power Plant |  | NPCC | NY | Cogen | 100% | 110 | 121 | #REF! |  | 63
| Auburndale Peaking Energy Center(4) |  | FRCC | FL | Simple Cycle | 100% | 0 | 117 | #REF! |  | 64
| Sherman Avenue Energy Center |  | RFC | NJ | Simple Cycle | 100% | 0 | 92 | #REF! |  | 65
| Bethpage Energy Center 3 |  | NPCC | NY | Combined Cycle | 100% | 60 | 80 | #REF! |  | 66
| Carll's Corner Energy Center |  | RFC | NJ | Simple Cycle | 100% | 0 | 73 | #REF! |  | 67
| Mickleton Energy Center |  | RFC | NJ | Simple Cycle | 100% | 0 | 67 | #REF! |  | 68
| Bethpage Power Plant |  | NPCC | NY | Combined Cycle | 100% | 55 | 56 | #REF! |  | 69
| Christiana Energy Center |  | RFC | DE | Simple Cycle | 100% | 0 | 53 | #REF! |  | 70
| Bethpage Peaker |  | NPCC | NY | Simple Cycle | 100% | 0 | 48 | #REF! |  | 71
| Stony Brook Power Plant |  | NPCC | NY | Cogen | 100% | 45 | 47 | #REF! |  | 72
| Tasley Energy Center |  | RFC | VA | Simple Cycle | 100% | 0 | 33 | #REF! |  | 73
| Whitby Cogeneration(9) |  | NPCC | ON | Cogen | 50% | 25 | 25 | #REF! |  | 74
| Delaware City Energy Center |  | RFC | DE | Simple Cycle | 100% | 0 | 23 | #REF! |  | 75
| West Energy Center |  | RFC | DE | Simple Cycle | 100% | 0 | 20 | #REF! |  | 76
| Bayview Energy Center |  | RFC | VA | Simple Cycle | 100% | 0 | 12 | #REF! |  | 77
| Crisfield Energy Center |  | RFC | MD | Simple Cycle | 100% | 0 | 10 | #REF! |  | 78
| Vineland Solar Energy Center |  | RFC | NJ | Renewable | 100% | 0 | 4 | #REF! |  | 79 | Total number of plants
| Subtotal | [5 empty] | 6560.5 | 9456 | #REF! | Total count of pwr plants
| Total operating power plants | 79 |  |  |  |  | 21607.5 | 25967.25
Projects Under Construction and Advanced Development
Projects under construction
| York 2 Energy Center |  | RFC | PA | Combined Cycle | 100% | 668 | 828 | #REF!
Projects under advanced development
| Washington Parish Energy Center (10) |  | SERC | LA | Simple Cycle | 100% | 0 | 361
| Bluestone Wind Farm (11) |  | NPCC | NY | Renewable | 100% | 124 | 124
| Total operating power plants and projects under construction and advanced development | [5 empty] | 22399.5 | 27280.25
-1 | Natural gas-fired fleet capacities are generally derived on as-built as-designed outputs, including upgrades, based on site specific annual average temperatures and average process steam flows for cogeneration power plants, as applicable. Geothermal capacities are derived from historical generation output and steam reservoir modeling under average ambient conditions (temperatures and rainfall). Wind capacities are based on nameplate capacity.
-2 | Natural gas-fired fleet peaking capacities are primarily derived on as-built as-designed peaking outputs based on site specific average summer temperatures and include power enhancement features such as heat recovery steam generator duct-firing, gas turbine power augmentation, and/or other power augmentation features. For certain power plants with definitive contracts, capacities at contract conditions have been included. Oil-fired capacities reflect capacity test results.
-3 | These outputs do not factor in the typical MW loss and recovery profiles over time, which natural-gas fired turbine power plants display associated with their planned major maintenance schedules.
-4 | We suspended operations to assess the future of these facilities.
-5 | Pasadena is comprised of 260 MW of cogen technology and 521 MW of combined cycle (non-cogen) technology.
-6 | Formerly our Brazos Valley Power Plant, which was renamed in December 2017.
-7 | Freeport Energy Center is owned by Calpine; however, it is contracted and operated by The Dow Chemical Company.
-8 | Calpine holds a 50% partnership interest in Greenfield LP through its subsidiaries; however, it is operated by a third party.
-9 | Calpine holds a 50% partnership interest in Whitby Cogeneration through its subsidiaries; however, it is operated by Atlantic Packaging Products Ltd.
-10 | A third party will purchase a 100% ownership interest in this power plant upon achieving commercial operation.
-11 | Once construction is complete, the wind facility will sell all of the RECs associated with the power produced to a third party under a 20-year renewable energy credit sales agreement.

## Recon Peaking 3.31.18 (hidden)
Table of Operating Power Plants and Projects Under Advanced Development/Construction Recon
|  | West | Texas | East |  | Total | Check | Notes
| Operating MW Capacities at 12.31.17: | 7425.25 | 9086 | 9456 |  | 25967.25
0
| Operating MW Capacities at 3.31.18: | 7425.25 | 9086 | 9456 | 0 | 25967.25 | 0
Proj under advanced development and construction:
Projects under construction
| York 2 Energy Center | 0 | 0 | 828 |  | 828
| Total under construction | 0 | 0 | 828 | 0 | 828
Proj under advanced development
| Washington Parish Energy Center |  | 361 |  |  | 361
| Bluestone Wind Farm |  |  | 124 |  | 124
| Total under construction/ advanced development | 0 | 361 | 828 | 0 | 1313
| Grand Total Net Peak Interest | 7425.25 | 9447 | 10284 |  | 27280.25 | 0
~MW Upgrade
| Pasadena (SW) | 2Q10 - 1 unit |  |  |  | 10
| Deer Park (SW) | 4Q09 - 1 unit, 2Q10 - 2 units, 2Q12 - 1 unit |  |  |  | 44
| Baytown (SW) | 1Q11 - 1 unit, 2Q11 - 2 units |  |  |  | 42
| Brazos Valley (GE) | 1Q11 - 2 units |  |  |  | 12
| Westbrook (GE) | 2Q11 - 1 unit, 2Q12 - 1 unit |  |  |  | 15
| Los Medanos (GE) | 2Q11 - 2 units |  |  |  | 12
| Delta (SW) | 2Q08 - 1 unit |  |  |  | 15
| Hermiston (SW) | 4Q11 - 2 units |  |  |  | 19
| Pastoria (GE) | 2Q12 - 2 units |  |  |  | 20
| Magic Valley (SW) | 2Q13 - 1 unit |  |  |  | 10
| Magic Valley (SW) | 2Q14 - 1 unit |  |  |  | 10
209
| SW total | 13 units
| GE total | 8 units
| Outstanding: | Committed but not yet complete
| SW total | 3 units

## Recon Baseload 3.31.18 (hidden)
Table of Operating Power Plants and Projects Under Advanced Development/Construction Recon
|  | West | Texas | East |  | Total | Check | Notes
| Operating MW Capacities at 12.31.17: | 6482 | 8565 | 6560.5 |  | 21607.5
| Operating MW Capacities at 3.31.18: | 6482 | 8565 | 6560.5 | 0 | 21607.5 | 0
Proj under construction and advanced development :
Projects under construction
| York 2 Energy Center | 0 | 0 | 668 |  | 668
| Total under construction | 0 | 0 | 668 | 0 | 668
Proj under advanced development
| Bluestone Wind Farm |  | 0 | 124 |  | 124
| Total under construction/advanced development | 0 | 0 | 124 | 0 | 124
| Grand Total Net Base load Interest | 6482 | 8565 | 7352.5 | 0 | 22399.5 | 0
~MW Upgrade
| Pasadena (SW) | 2Q10 - 1 unit |  |  |  | 10
| Deer Park (SW) | 4Q09 - 1 unit, 2Q10 - 2 units, 2Q12 - 1 unit |  |  |  | 44
| Baytown (SW) | 1Q11 - 1 unit, 2Q11 - 2 units |  |  |  | 42
| Brazos Valley (GE) | 1Q11 - 2 units |  |  |  | 12
| Westbrook (GE) | 2Q11 - 1 unit, 2Q12 - 1 unit |  |  |  | 15
| Los Medanos (GE) | 2Q11 - 2 units |  |  |  | 12
| Delta (SW) | 2Q08 - 1 unit |  |  |  | 15
| Hermiston (SW) | 4Q11 - 2 units |  |  |  | 19
| Pastoria (GE) | 2Q12 - 2 units |  |  |  | 20
| Magic Valley (SW) | 2Q13 - 1 unit |  |  |  | 10
| Magic Valley (SW) | 2Q14 - 1 unit |  |  |  | 10
209
| SW total | 13 units
| GE total | 8 units
| Outstanding: | Committed but not yet complete
| SW total | 3 units

## CPN Portfolio 12.31.17 (hidden)
Table of Operating Power Plants and Projects Under Construction and Advanced Development as of December 31, 2017
[7 empty] | Calpine Net | Calpine Net
|  |  |  | U.S. State or |  | Calpine | Interest | Interest With
|  |  | NERC | Canadian |  | Interest | Baseload | Peaking
| SEGMENT /Power Plant |  | Region | Province | Technology | Percentage | (MW) (1)(3) | (MW) (2)(3) |  |  | Count of Plants
| WEST | [7 empty] | Count
Geothermal
| McCabe #5 & #6 |  | WECC | CA | Renewable | 100% | 84 | 84 | 1 |  | 1
| Ridge Line #7 & #8 |  | WECC | CA | Renewable | 100% | 76 | 76 | 2 |  | 2
| Calistoga |  | WECC | CA | Renewable | 100% | 69 | 69 | 3 |  | 3
| Eagle Rock |  | WECC | CA | Renewable | 100% | 68 | 68 | 4 |  | 4
| Big Geysers |  | WECC | CA | Renewable | 100% | 61 | 61 | 5 |  | 5
| Lake View |  | WECC | CA | Renewable | 100% | 54 | 54 | 8 |  | 6
| Quicksilver |  | WECC | CA | Renewable | 100% | 53 | 53 | 6 |  | 7
| Sonoma |  | WECC | CA | Renewable | 100% | 53 | 53 | 12 |  | 8
| Cobb Creek |  | WECC | CA | Renewable | 100% | 51 | 51 | 7 |  | 9
| Socrates |  | WECC | CA | Renewable | 100% | 50 | 50 | 9 |  | 10
| Sulphur Springs |  | WECC | CA | Renewable | 100% | 47 | 47 | 10 |  | 11
| Grant |  | WECC | CA | Renewable | 100% | 41 | 41 | 11 |  | 12
| Aidlin |  | WECC | CA | Renewable | 100% | 18 | 18 | #REF! |  | 13
Natural Gas-Fired
| Delta Energy Center |  | WECC | CA | Combined Cycle | 100% | 835 | 857 | #REF! |  | 14
| Pastoria Energy Facility |  | WECC | CA | Combined Cycle | 100% | 770 | 749 | #REF! |  | 15
| Hermiston Power Project |  | WECC | OR | Combined Cycle | 100% | 566 | 635 | #REF! |  | 16
| Otay Mesa Energy Center |  | WECC | CA | Combined Cycle | 100% | 513 | 608 | #REF! |  | 17
| Metcalf Energy Center |  | WECC | CA | Combined Cycle | 100% | 564 | 605 | #REF! |  | 18
| Sutter Energy Center |  | WECC | CA | Combined Cycle | 100% | 542 | 578 | #REF! |  | 19
| Los Medanos Energy Center |  | WECC | CA | Cogen | 100% | 518 | 572 | #REF! |  | 20
| South Point Energy Center(4) |  | WECC | AZ | Combined Cycle | 100% | 520 | 530 | #REF! |  | 21
| Russell City Energy Center |  | WECC | CA | Combined Cycle | 75% | 429 | 464.25 |  |  | 22
| Los Esteros Critical Energy Facility |  | WECC | CA | Combined Cycle | 100% | 243 | 309 | 6 |  | 23
| Gilroy Energy Center |  | WECC | CA | Simple Cycle | 100% | 0 | 141 | #REF! |  | 24
| Gilroy Cogeneration Plant |  | WECC | CA | Cogen | 100% | 109 | 130 | #REF! |  | 25
| King City Cogeneration Plant |  | WECC | CA | Cogen | 100% | 120 | 120 | #REF! |  | 26
| Wolfskill Energy Center(4) |  | WECC | CA | Simple Cycle | 100% | 0 | 48 | #REF! |  | 27
| Yuba City Energy Center |  | WECC | CA | Simple Cycle | 100% | 0 | 47 | #REF! |  | 28
| Feather River Energy Center |  | WECC | CA | Simple Cycle | 100% | 0 | 47 | #REF! |  | 29
| Creed Energy Center |  | WECC | CA | Simple Cycle | 100% | 0 | 47 | #REF! |  | 30
| Lambie Energy Center |  | WECC | CA | Simple Cycle | 100% | 0 | 47 | #REF! |  | 31
| Goose Haven Energy Center |  | WECC | CA | Simple Cycle | 100% | 0 | 47 | #REF! |  | 32
| Riverview Energy Center |  | WECC | CA | Simple Cycle | 100% | 0 | 47 | #REF! |  | 33
| King City Peaking Energy Center(4) |  | WECC | CA | Simple Cycle | 100% | 0 | 44 | #REF! |  | 34
| Agnews Power Plant |  | WECC | CA | Combined Cycle | 100% | 28 | 28 | #REF! |  | 35
| Subtotal | [5 empty] | 6482 | 7425.25 | #REF!
TEXAS
| Deer Park Energy Center |  | TRE | TX | Cogen | 100% | 1103 | 1204 |  |  | 36
| Guadalupe Energy Center |  | TRE | TX | Combined Cycle | 100% | 1009 | 1000 |  |  | 37
| Baytown Energy Center |  | TRE | TX | Cogen | 100% | 810 | 896 | #REF! |  | 38
| Channel Energy Center |  | TRE | TX | Cogen | 100% | 723 | 808 | #REF! |  | 39
| Pasadena Power Plant(5) |  | TRE | TX | Cogen/Combined Cycle | 100% | 763 | 781 | #REF! |  | 40
| Bosque Energy Center |  | TRE | TX | Combined Cycle | 100% | 740 | 762 |  |  | 41
| Freestone Energy Center |  | TRE | TX | Combined Cycle | 75% | 779 | 746 | #REF! |  | 42
| Magic Valley Generating Station |  | TRE | TX | Combined Cycle | 100% | 682 | 712 | #REF! |  | 43
| Jack A. Fusco Energy Center(6) |  | TRE | TX | Combined Cycle | 100% | 523 | 609 | #REF! |  | 44
| Corpus Christi Energy Center |  | TRE | TX | Cogen | 100% | 426 | 500 | #REF! |  | 45
| Texas City Power Plant |  | TRE | TX | Cogen | 100% | 400 | 453 | #REF! |  | 46
| Hidalgo Energy Center |  | TRE | TX | Combined Cycle | 78.5% | 397 | 379 | #REF! |  | 47
| Freeport Energy Center(7) |  | TRE | TX | Cogen | 100% | 210 | 236 | #REF! |  | 48
| Subtotal | [5 empty] | 8565 | 9086 | #REF!
EAST
| Bethlehem Energy Center |  | RFC | PA | Combined Cycle | 100% | 1062 | 1130 |  |  | 49
| Hay Road Energy Center |  | RFC | DE | Combined Cycle | 100% | 1039 | 1130 | #REF! |  | 50
| Morgan Energy Center |  | SERC | AL | Cogen | 100% | 720 | 807 | #REF! |  | 51
| Fore River Energy Center |  | NPCC | MA | Combined Cycle | 100% | 750 | 731 |  |  | 52
| Edge Moor Energy Center |  | RFC | DE | Steam Cycle | 100% | 0 | 725 | #REF! |  | 53
| Granite Ridge Energy Center |  | NPCC | NH | Combined Cycle | 100% | 745 | 695 |  |  | 54
| York Energy Center |  | RFC | PA | Combined Cycle | 100% | 518.5 | 565 | #REF! |  | 55
| Westbrook Energy Center |  | NPCC | ME | Combined Cycle | 100% | 552 | 552 |  |  | 56
| Greenfield Energy Centre(8) |  | NPCC | ON | Combined Cycle | 50% | 422 | 519 | #REF! |  | 57
| RockGen Energy Center |  | MRO | WI | Simple Cycle | 100% | 0 | 503 | #REF! |  | 58
| Zion Energy Center |  | RFC | IL | Simple Cycle | 100% | 0 | 503 | #REF! |  | 59
| Garrison Energy Center |  | RFC | DE | Combined Cycle | 100% | 273 | 309 |  |  | 60
| Pine Bluff Energy Center |  | SERC | AR | Cogen | 100% | 184 | 215 | #REF! |  | 61
| Cumberland Energy Center |  | RFC | NJ | Simple Cycle | 100% | 0 | 191 | #REF! |  | 62
| Kennedy International Airport Power Plant |  | NPCC | NY | Cogen | 100% | 110 | 121 | #REF! |  | 63
| Auburndale Peaking Energy Center(4) |  | FRCC | FL | Simple Cycle | 100% | 0 | 117 | #REF! |  | 64
| Sherman Avenue Energy Center |  | RFC | NJ | Simple Cycle | 100% | 0 | 92 | #REF! |  | 65
| Bethpage Energy Center 3 |  | NPCC | NY | Combined Cycle | 100% | 60 | 80 | #REF! |  | 66
| Carll's Corner Energy Center |  | RFC | NJ | Simple Cycle | 100% | 0 | 73 | #REF! |  | 67
| Mickleton Energy Center |  | RFC | NJ | Simple Cycle | 100% | 0 | 67 | #REF! |  | 68
| Bethpage Power Plant |  | NPCC | NY | Combined Cycle | 100% | 55 | 56 | #REF! |  | 69
| Christiana Energy Center |  | RFC | DE | Simple Cycle | 100% | 0 | 53 | #REF! |  | 70
| Bethpage Peaker |  | NPCC | NY | Simple Cycle | 100% | 0 | 48 | #REF! |  | 71
| Stony Brook Power Plant |  | NPCC | NY | Cogen | 100% | 45 | 47 | #REF! |  | 72
| Tasley Energy Center |  | RFC | VA | Simple Cycle | 100% | 0 | 33 | #REF! |  | 73
| Whitby Cogeneration(9) |  | NPCC | ON | Cogen | 50% | 25 | 25 | #REF! |  | 74
| Delaware City Energy Center |  | RFC | DE | Simple Cycle | 100% | 0 | 23 | #REF! |  | 75
| West Energy Center |  | RFC | DE | Simple Cycle | 100% | 0 | 20 | #REF! |  | 76
| Bayview Energy Center |  | RFC | VA | Simple Cycle | 100% | 0 | 12 | #REF! |  | 77
| Crisfield Energy Center |  | RFC | MD | Simple Cycle | 100% | 0 | 10 | #REF! |  | 78
| Vineland Solar Energy Center |  | RFC | NJ | Renewable | 100% | 0 | 4 | #REF! |  | 79 | Total number of plants
| Subtotal | [5 empty] | 6560.5 | 9456 | #REF! | Total count of pwr plants
| Total operating power plants | 79 |  |  |  |  | 21607.5 | 25967.25
Projects Under Construction and Advanced Development
Projects under construction
| York 2 Energy Center |  | RFC | PA | Combined Cycle | 100% | 668 | 828 | #REF!
Projects under advanced development
| Washington Parish Energy Center (10) |  | SERC | LA | Simple Cycle | 100% | 0 | 361
| Bluestone Wind Farm |  | NPCC | NY | Renewable | 100% | 124 | 124
| Total operating power plants and projects under construction and advanced development | [5 empty] | 22399.5 | 27280.25
-1 | Natural gas-fired fleet capacities are generally derived on as-built as-designed outputs, including upgrades, based on site specific annual average temperatures and average process steam flows for cogeneration power plants, as applicable. Geothermal capacities are derived from historical generation output and steam reservoir modeling under average ambient conditions (temperatures and rainfall). Wind capacities are based on nameplate capacity.
-2 | Natural gas-fired fleet peaking capacities are primarily derived on as-built as-designed peaking outputs based on site specific average summer temperatures and include power enhancement features such as heat recovery steam generator duct-firing, gas turbine power augmentation, and/or other power augmentation features. For certain power plants with definitive contracts, capacities at contract conditions have been included. Oil-fired capacities reflect capacity test results.
-3 | These outputs do not factor in the typical MW loss and recovery profiles over time, which natural-gas fired turbine power plants display associated with their planned major maintenance schedules.
-4 | We suspended operations to assess the future of these facilities.
-5 | Pasadena is comprised of 260 MW of cogen technology and 521 MW of combined cycle (non-cogen) technology.
-6 | Formerly our Brazos Valley Power Plant, which was renamed in December 2017.
-7 | Freeport Energy Center is owned by Calpine; however, it is contracted and operated by The Dow Chemical Company.
-8 | Calpine holds a 50% partnership interest in Greenfield LP through its subsidiaries; however, it is operated by a third party.
-9 | Calpine holds a 50% partnership interest in Whitby Cogeneration through its subsidiaries; however, it is operated by Atlantic Packaging Products Ltd.
-10 | A third party will purchase a 100% ownership interest in this power plant upon achieving commercial operation.

## Recon Peaking 12.31.17 (hidden)
Table of Operating Power Plants and Projects Under Advanced Development/Construction Recon
|  | West | Texas | East |  | Total | Check | Notes
| Operating MW Capacities at 09.30.17: | 7425.25 | 9086 | 9456 |  | 25967.25
0
| Operating MW Capacities at 12.31.17: | 7425.25 | 9086 | 9456 | 0 | 25967.25 | 0
Proj under advanced development and construction:
Projects under construction
| York 2 Energy Center | 0 | 0 | 828 |  | 828
| Total under construction | 0 | 0 | 828 | 0 | 828
Proj under advanced development
| Washington Parish Energy Center |  | 361 |  |  | 361
| Bluestone Wind Farm |  |  | 124 |  | 124
| Total under construction/ advanced development | 0 | 361 | 952 | 0 | 1313
| Grand Total Net Peak Interest | 7425.25 | 9447 | 10408 |  | 27280.25 | 0
~MW Upgrade
| Pasadena (SW) | 2Q10 - 1 unit |  |  |  | 10
| Deer Park (SW) | 4Q09 - 1 unit, 2Q10 - 2 units, 2Q12 - 1 unit |  |  |  | 44
| Baytown (SW) | 1Q11 - 1 unit, 2Q11 - 2 units |  |  |  | 42
| Brazos Valley (GE) | 1Q11 - 2 units |  |  |  | 12
| Westbrook (GE) | 2Q11 - 1 unit, 2Q12 - 1 unit |  |  |  | 15
| Los Medanos (GE) | 2Q11 - 2 units |  |  |  | 12
| Delta (SW) | 2Q08 - 1 unit |  |  |  | 15
| Hermiston (SW) | 4Q11 - 2 units |  |  |  | 19
| Pastoria (GE) | 2Q12 - 2 units |  |  |  | 20
| Magic Valley (SW) | 2Q13 - 1 unit |  |  |  | 10
| Magic Valley (SW) | 2Q14 - 1 unit |  |  |  | 10
209
| SW total | 13 units
| GE total | 8 units
| Outstanding: | Committed but not yet complete
| SW total | 3 units

## Recon Baseload 12.31.17 (hidden)
Table of Operating Power Plants and Projects Under Advanced Development/Construction Recon
|  | West | Texas | East |  | Total | Check | Notes
| Operating MW Capacities at 09.30.17: | 6482 | 8565 | 6560.5 |  | 21607.5
| Operating MW Capacities at 12.31.17: | 6482 | 8565 | 6560.5 | 0 | 21607.5 | 0
Proj under construction and advanced development :
Projects under construction
| York 2 Energy Center | 0 | 0 | 668 |  | 668
| Total under construction | 0 | 0 | 668 | 0 | 668
Proj under advanced development
| Bluestone Wind Farm |  | 0 | 124 |  | 124
| Total under construction/advanced development | 0 | 0 | 124 | 0 | 124
| Grand Total Net Base load Interest | 6482 | 8565 | 7352.5 | 0 | 22399.5 | 0 | Adjusted to reduce York 2's baseload
~MW Upgrade
| Pasadena (SW) | 2Q10 - 1 unit |  |  |  | 10
| Deer Park (SW) | 4Q09 - 1 unit, 2Q10 - 2 units, 2Q12 - 1 unit |  |  |  | 44
| Baytown (SW) | 1Q11 - 1 unit, 2Q11 - 2 units |  |  |  | 42
| Brazos Valley (GE) | 1Q11 - 2 units |  |  |  | 12
| Westbrook (GE) | 2Q11 - 1 unit, 2Q12 - 1 unit |  |  |  | 15
| Los Medanos (GE) | 2Q11 - 2 units |  |  |  | 12
| Delta (SW) | 2Q08 - 1 unit |  |  |  | 15
| Hermiston (SW) | 4Q11 - 2 units |  |  |  | 19
| Pastoria (GE) | 2Q12 - 2 units |  |  |  | 20
| Magic Valley (SW) | 2Q13 - 1 unit |  |  |  | 10
| Magic Valley (SW) | 2Q14 - 1 unit |  |  |  | 10
209
| SW total | 13 units
| GE total | 8 units
| Outstanding: | Committed but not yet complete
| SW total | 3 units

## CPN Portfolio 09.30.17 (hidden)
Table of Operating Power Plants and Projects Under Construction and Advanced Development as of September 30, 2017
[7 empty] | Calpine Net | Calpine Net
|  |  |  | U.S. State or |  | Calpine | Interest | Interest With
|  |  | NERC | Canadian |  | Interest | Baseload | Peaking
| SEGMENT /Power Plant |  | Region | Province | Technology | Percentage | (MW) (1)(3) | (MW) (2)(3) |  |  | Count of Plants
| WEST | [7 empty] | Count
Geothermal
| McCabe #5 & #6 |  | WECC | CA | Renewable | 100% | 84 | 84 | 1 |  | 1
| Ridge Line #7 & #8 |  | WECC | CA | Renewable | 100% | 76 | 76 | 2 |  | 2
| Calistoga |  | WECC | CA | Renewable | 100% | 69 | 69 | 3 |  | 3
| Eagle Rock |  | WECC | CA | Renewable | 100% | 68 | 68 | 4 |  | 4
| Big Geysers |  | WECC | CA | Renewable | 100% | 61 | 61 | 5 |  | 5
| Lake View |  | WECC | CA | Renewable | 100% | 54 | 54 | 8 |  | 6
| Quicksilver |  | WECC | CA | Renewable | 100% | 53 | 53 | 6 |  | 7
| Sonoma |  | WECC | CA | Renewable | 100% | 53 | 53 | 12 |  | 8
| Cobb Creek |  | WECC | CA | Renewable | 100% | 51 | 51 | 7 |  | 9
| Socrates |  | WECC | CA | Renewable | 100% | 50 | 50 | 9 |  | 10
| Sulphur Springs |  | WECC | CA | Renewable | 100% | 47 | 47 | 10 |  | 11
| Grant |  | WECC | CA | Renewable | 100% | 41 | 41 | 11 |  | 12
| Aidlin |  | WECC | CA | Renewable | 100% | 18 | 18 | #REF! |  | 13
Natural Gas-Fired
| Delta Energy Center |  | WECC | CA | Combined Cycle | 100% | 835 | 857 | #REF! |  | 14
| Pastoria Energy Facility |  | WECC | CA | Combined Cycle | 100% | 770 | 749 | #REF! |  | 15
| Hermiston Power Project |  | WECC | OR | Combined Cycle | 100% | 566 | 635 | #REF! |  | 16
| Otay Mesa Energy Center |  | WECC | CA | Combined Cycle | 100% | 513 | 608 | #REF! |  | 17
| Metcalf Energy Center |  | WECC | CA | Combined Cycle | 100% | 564 | 605 | #REF! |  | 18
| Sutter Energy Center(4) |  | WECC | CA | Combined Cycle | 100% | 542 | 578 | #REF! |  | 19
| Los Medanos Energy Center |  | WECC | CA | Cogen | 100% | 518 | 572 | #REF! |  | 20
| South Point Energy Center(4) |  | WECC | AZ | Combined Cycle | 100% | 520 | 530 | #REF! |  | 21
| Russell City Energy Center |  | WECC | CA | Combined Cycle | 75% | 429 | 464.25 |  |  | 22
| Los Esteros Critical Energy Facility |  | WECC | CA | Combined Cycle | 100% | 243 | 309 | 6 |  | 23
| Gilroy Energy Center |  | WECC | CA | Simple Cycle | 100% | 0 | 141 | #REF! |  | 24
| Gilroy Cogeneration Plant |  | WECC | CA | Cogen | 100% | 109 | 130 | #REF! |  | 25
| King City Cogeneration Plant |  | WECC | CA | Cogen | 100% | 120 | 120 | #REF! |  | 26
| Wolfskill Energy Center(5) |  | WECC | CA | Simple Cycle | 100% | 0 | 48 | #REF! |  | 27
| Yuba City Energy Center |  | WECC | CA | Simple Cycle | 100% | 0 | 47 | #REF! |  | 28
| Feather River Energy Center |  | WECC | CA | Simple Cycle | 100% | 0 | 47 | #REF! |  | 29
| Creed Energy Center |  | WECC | CA | Simple Cycle | 100% | 0 | 47 | #REF! |  | 30
| Lambie Energy Center |  | WECC | CA | Simple Cycle | 100% | 0 | 47 | #REF! |  | 31
| Goose Haven Energy Center |  | WECC | CA | Simple Cycle | 100% | 0 | 47 | #REF! |  | 32
| Riverview Energy Center |  | WECC | CA | Simple Cycle | 100% | 0 | 47 | #REF! |  | 33
| King City Peaking Energy Center(5) |  | WECC | CA | Simple Cycle | 100% | 0 | 44 | #REF! |  | 34
| Agnews Power Plant |  | WECC | CA | Combined Cycle | 100% | 28 | 28 | #REF! |  | 35
| Subtotal | [5 empty] | 6482 | 7425.25 | #REF!
TEXAS
| Deer Park Energy Center |  | TRE | TX | Cogen | 100% | 1103 | 1204 |  |  | 36
| Guadalupe Energy Center |  | TRE | TX | Combined Cycle | 100% | 1009 | 1000 |  |  | 37
| Baytown Energy Center |  | TRE | TX | Cogen | 100% | 810 | 896 | #REF! |  | 38
| Channel Energy Center |  | TRE | TX | Cogen | 100% | 723 | 808 | #REF! |  | 39
| Pasadena Power Plant(6) |  | TRE | TX | Cogen/Combined Cycle | 100% | 763 | 781 | #REF! |  | 40
| Bosque Energy Center |  | TRE | TX | Combined Cycle | 100% | 740 | 762 |  |  | 41
| Freestone Energy Center |  | TRE | TX | Combined Cycle | 75% | 779 | 746 | #REF! |  | 42
| Magic Valley Generating Station |  | TRE | TX | Combined Cycle | 100% | 682 | 712 | #REF! |  | 43
| Brazos Valley Power Plant |  | TRE | TX | Combined Cycle | 100% | 523 | 609 | #REF! |  | 44
| Corpus Christi Energy Center |  | TRE | TX | Cogen | 100% | 426 | 500 | #REF! |  | 45
| Texas City Power Plant |  | TRE | TX | Cogen | 100% | 400 | 453 | #REF! |  | 46
| Hidalgo Energy Center |  | TRE | TX | Combined Cycle | 78.5% | 397 | 379 | #REF! |  | 47
| Freeport Energy Center(7) |  | TRE | TX | Cogen | 100% | 210 | 236 | #REF! |  | 48
| Subtotal | [5 empty] | 8565 | 9086 | #REF!
EAST
| Bethlehem Energy Center |  | RFC | PA | Combined Cycle | 100% | 1062 | 1130 |  |  | 49
| Hay Road Energy Center |  | RFC | DE | Combined Cycle | 100% | 1039 | 1130 | #REF! |  | 50
| Morgan Energy Center |  | SERC | AL | Cogen | 100% | 720 | 807 | #REF! |  | 51
| Fore River Energy Center |  | NPCC | MA | Combined Cycle | 100% | 750 | 731 |  |  | 52
| Edge Moor Energy Center |  | RFC | DE | Steam Cycle | 100% | 0 | 725 | #REF! |  | 53
| Granite Ridge Energy Center |  | NPCC | NH | Combined Cycle | 100% | 745 | 695 |  |  | 54
| York Energy Center |  | RFC | PA | Combined Cycle | 100% | 518.5 | 565 | #REF! |  | 55
| Westbrook Energy Center |  | NPCC | ME | Combined Cycle | 100% | 552 | 552 |  |  | 56
| Greenfield Energy Centre(8) |  | NPCC | ON | Combined Cycle | 50% | 422 | 519 | #REF! |  | 57
| RockGen Energy Center |  | MRO | WI | Simple Cycle | 100% | 0 | 503 | #REF! |  | 58
| Zion Energy Center |  | RFC | IL | Simple Cycle | 100% | 0 | 503 | #REF! |  | 59
| Garrison Energy Center |  | RFC | DE | Combined Cycle | 100% | 273 | 309 |  |  | 60
| Pine Bluff Energy Center |  | SERC | AR | Cogen | 100% | 184 | 215 | #REF! |  | 61
| Cumberland Energy Center |  | RFC | NJ | Simple Cycle | 100% | 0 | 191 | #REF! |  | 62
| Kennedy International Airport Power Plant |  | NPCC | NY | Cogen | 100% | 110 | 121 | #REF! |  | 63
| Auburndale Peaking Energy Center(4) |  | FRCC | FL | Simple Cycle | 100% | 0 | 117 | #REF! |  | 64
| Sherman Avenue Energy Center |  | RFC | NJ | Simple Cycle | 100% | 0 | 92 | #REF! |  | 65
| Bethpage Energy Center 3 |  | NPCC | NY | Combined Cycle | 100% | 60 | 80 | #REF! |  | 66
| Carll's Corner Energy Center |  | RFC | NJ | Simple Cycle | 100% | 0 | 73 | #REF! |  | 67
| Mickleton Energy Center |  | RFC | NJ | Simple Cycle | 100% | 0 | 67 | #REF! |  | 68
| Bethpage Power Plant |  | NPCC | NY | Combined Cycle | 100% | 55 | 56 | #REF! |  | 69
| Christiana Energy Center |  | RFC | DE | Simple Cycle | 100% | 0 | 53 | #REF! |  | 70
| Bethpage Peaker |  | NPCC | NY | Simple Cycle | 100% | 0 | 48 | #REF! |  | 71
| Stony Brook Power Plant |  | NPCC | NY | Cogen | 100% | 45 | 47 | #REF! |  | 72
| Tasley Energy Center |  | RFC | VA | Simple Cycle | 100% | 0 | 33 | #REF! |  | 73
| Whitby Cogeneration(9) |  | NPCC | ON | Cogen | 50% | 25 | 25 | #REF! |  | 74
| Delaware City Energy Center |  | RFC | DE | Simple Cycle | 100% | 0 | 23 | #REF! |  | 75
| West Energy Center |  | RFC | DE | Simple Cycle | 100% | 0 | 20 | #REF! |  | 76
| Bayview Energy Center |  | RFC | VA | Simple Cycle | 100% | 0 | 12 | #REF! |  | 77
| Crisfield Energy Center |  | RFC | MD | Simple Cycle | 100% | 0 | 10 | #REF! |  | 78
| Vineland Solar Energy Center |  | RFC | NJ | Renewable | 100% | 0 | 4 | #REF! |  | 79 | Total number of plants
| Subtotal | [5 empty] | 6560.5 | 9456 | #REF! | Total count of pwr plants
| Total operating power plants | 79 |  |  |  |  | 21607.5 | 25967.25
Projects Under Construction and Advanced Development
Projects under construction
| York 2 Energy Center |  | RFC | PA | Combined Cycle | 100% | 736 | 828 | #REF!
Projects under advanced development
| Washington Parish Energy Center (10) |  | SERC | LA | Simple Cycle | 100% | 0 | 361
| Total operating power plants and projects under construction and advanced development | [5 empty] | 22343.5 | 27156.25
-1 | Natural gas-fired fleet capacities are generally derived on as-built as-designed outputs, including upgrades, based on site specific annual average temperatures and average process steam flows for cogeneration power plants, as applicable. Geothermal capacities are derived from historical generation output and steam reservoir modeling under average ambient conditions (temperatures and rainfall).
-2 | Natural gas-fired fleet peaking capacities are primarily derived on as-built as-designed peaking outputs based on site specific average summer temperatures and include power enhancement features such as heat recovery steam generator duct-firing, gas turbine power augmentation, and/or other power augmentation features. For certain power plants with definitive contracts, capacities at contract conditions have been included. Oil-fired capacities reflect capacity test results.
-3 | These outputs do not factor in the typical MW loss and recovery profiles over time, which natural-gas fired turbine power plants display associated with their planned major maintenance schedules.
-4 | We suspended operations to assess the future of these facilities.
-5 | Upon expiration of the tolling agreements on December 31, 2017, we will assess the future of these facilities.
-6 | Pasadena is comprised of 260 MW of cogen technology and 521 MW of combined cycle (non-cogen) technology.
-7 | Freeport Energy Center is owned by Calpine; however, it is contracted and operated by The Dow Chemical Company.
-8 | Calpine holds a 50% partnership interest in Greenfield LP through its subsidiaries; however, it is operated by a third party.
-9 | Calpine holds a 50% partnership interest in Whitby Cogeneration through its subsidiaries; however, it is operated by Atlantic Packaging Products Ltd.
-10 | A third party will purchase a 100% ownership interest in this power plant upon achieving commercial operation.

## Recon Peaking 09.30.17 (hidden)
Table of Operating Power Plants and Projects Under Advanced Development/Construction Recon
|  | West | Texas | East |  | Total | Check | Notes
| Operating MW Capacities at 06.30.17: | 7425.25 | 9027 | 9456 |  | 25908.25
| Baytown MW Upgrade | 0 | 54 | 0 |  | 54
| Hildago MW Upgrade |  | 5 |  |  | 5
| Operating MW Capacities at 09.30.17: | 7425.25 | 9086 | 9456 | 0 | 25967.25 | 0
Proj under advanced development and construction:
Projects under construction
| York 2 Energy Center | 0 | 0 | 828 |  | 828
| Total under construction | 0 | 0 | 828 | 0 | 828
Proj under advanced development
| Washington Parish Energy Center |  | 361 |  |  | 361
| Total under construction/ advanced development | 0 | 361 | 828 | 0 | 1189
| Grand Total Net Peak Interest | 7425.25 | 9447 | 10284 |  | 27156.25 | 0
~MW Upgrade
| Pasadena (SW) | 2Q10 - 1 unit |  |  |  | 10
| Deer Park (SW) | 4Q09 - 1 unit, 2Q10 - 2 units, 2Q12 - 1 unit |  |  |  | 44
| Baytown (SW) | 1Q11 - 1 unit, 2Q11 - 2 units |  |  |  | 42
| Brazos Valley (GE) | 1Q11 - 2 units |  |  |  | 12
| Westbrook (GE) | 2Q11 - 1 unit, 2Q12 - 1 unit |  |  |  | 15
| Los Medanos (GE) | 2Q11 - 2 units |  |  |  | 12
| Delta (SW) | 2Q08 - 1 unit |  |  |  | 15
| Hermiston (SW) | 4Q11 - 2 units |  |  |  | 19
| Pastoria (GE) | 2Q12 - 2 units |  |  |  | 20
| Magic Valley (SW) | 2Q13 - 1 unit |  |  |  | 10
| Magic Valley (SW) | 2Q14 - 1 unit |  |  |  | 10
209
| SW total | 13 units
| GE total | 8 units
| Outstanding: | Committed but not yet complete
| SW total | 3 units

## Recon Baseload 09.30.17 (hidden)
Table of Operating Power Plants and Projects Under Advanced Development/Construction Recon
|  | West | Texas | East |  | Total | Check | Notes
| Operating MW Capacities at 06.30.17: | 6482 | 8532 | 6560.5 |  | 21574.5
| Baytown MW Upgrade | 0 | 28 | 0 |  | 28
| Hildago MW Upgrade |  | 5 |  |  | 5
| Operating MW Capacities at 09.30.17: | 6482 | 8565 | 6560.5 | 0 | 21607.5 | 0
Proj under construction and advanced development :
Projects under construction
| York 2 Energy Center | 0 | 0 | 736 |  | 736
| Total under construction | 0 | 0 | 736 | 0 | 736
Proj under advanced development
| Washington Parish Energy Center |  | 0 |  |  | 0
| Total under construction/advanced development | 0 | 0 | 0 | 0 | 0
| Grand Total Net Base load Interest | 6482 | 8565 | 7296.5 | 0 | 22343.5 | 0
~MW Upgrade
| Pasadena (SW) | 2Q10 - 1 unit |  |  |  | 10
| Deer Park (SW) | 4Q09 - 1 unit, 2Q10 - 2 units, 2Q12 - 1 unit |  |  |  | 44
| Baytown (SW) | 1Q11 - 1 unit, 2Q11 - 2 units |  |  |  | 42
| Brazos Valley (GE) | 1Q11 - 2 units |  |  |  | 12
| Westbrook (GE) | 2Q11 - 1 unit, 2Q12 - 1 unit |  |  |  | 15
| Los Medanos (GE) | 2Q11 - 2 units |  |  |  | 12
| Delta (SW) | 2Q08 - 1 unit |  |  |  | 15
| Hermiston (SW) | 4Q11 - 2 units |  |  |  | 19
| Pastoria (GE) | 2Q12 - 2 units |  |  |  | 20
| Magic Valley (SW) | 2Q13 - 1 unit |  |  |  | 10
| Magic Valley (SW) | 2Q14 - 1 unit |  |  |  | 10
209
| SW total | 13 units
| GE total | 8 units
| Outstanding: | Committed but not yet complete
| SW total | 3 units

## CPN Portfolio 06.30.17 (hidden)
Table of Operating Power Plants and Projects Under Construction and Advanced Development as of June 30, 2017
[7 empty] | Calpine Net | Calpine Net
|  |  |  | U.S. State or |  | Calpine | Interest | Interest With
|  |  | NERC | Canadian |  | Interest | Baseload | Peaking
| SEGMENT /Power Plant |  | Region | Province | Technology | Percentage | (MW) (1)(3) | (MW) (2)(3) |  |  | Count of Plants
| WEST | [7 empty] | Count
Geothermal
| McCabe #5 & #6 |  | WECC | CA | Renewable | 100% | 84 | 84 | 1 |  | 1
| Ridge Line #7 & #8 |  | WECC | CA | Renewable | 100% | 76 | 76 | 2 |  | 2
| Calistoga |  | WECC | CA | Renewable | 100% | 69 | 69 | 3 |  | 3
| Eagle Rock |  | WECC | CA | Renewable | 100% | 68 | 68 | 4 |  | 4
| Big Geysers |  | WECC | CA | Renewable | 100% | 61 | 61 | 5 |  | 5
| Lake View |  | WECC | CA | Renewable | 100% | 54 | 54 | 8 |  | 6
| Quicksilver |  | WECC | CA | Renewable | 100% | 53 | 53 | 6 |  | 7
| Sonoma |  | WECC | CA | Renewable | 100% | 53 | 53 | 12 |  | 8
| Cobb Creek |  | WECC | CA | Renewable | 100% | 51 | 51 | 7 |  | 9
| Socrates |  | WECC | CA | Renewable | 100% | 50 | 50 | 9 |  | 10
| Sulphur Springs |  | WECC | CA | Renewable | 100% | 47 | 47 | 10 |  | 11
| Grant |  | WECC | CA | Renewable | 100% | 41 | 41 | 11 |  | 12
| Aidlin |  | WECC | CA | Renewable | 100% | 18 | 18 | #REF! |  | 13
Natural Gas-Fired
| Delta Energy Center |  | WECC | CA | Combined Cycle | 100% | 835 | 857 | #REF! |  | 14
| Pastoria Energy Facility |  | WECC | CA | Combined Cycle | 100% | 770 | 749 | #REF! |  | 15
| Hermiston Power Project |  | WECC | OR | Combined Cycle | 100% | 566 | 635 | #REF! |  | 16
| Otay Mesa Energy Center |  | WECC | CA | Combined Cycle | 100% | 513 | 608 | #REF! |  | 17
| Metcalf Energy Center |  | WECC | CA | Combined Cycle | 100% | 564 | 605 | #REF! |  | 18
| Sutter Energy Center(4) |  | WECC | CA | Combined Cycle | 100% | 542 | 578 | #REF! |  | 19
| Los Medanos Energy Center |  | WECC | CA | Cogen | 100% | 518 | 572 | #REF! |  | 20
| South Point Energy Center(4) |  | WECC | AZ | Combined Cycle | 100% | 520 | 530 | #REF! |  | 21
| Russell City Energy Center |  | WECC | CA | Combined Cycle | 75% | 429 | 464.25 |  |  | 22
| Los Esteros Critical Energy Facility |  | WECC | CA | Combined Cycle | 100% | 243 | 309 | 6 |  | 23
| Gilroy Energy Center |  | WECC | CA | Simple Cycle | 100% | 0 | 141 | #REF! |  | 24
| Gilroy Cogeneration Plant |  | WECC | CA | Cogen | 100% | 109 | 130 | #REF! |  | 25
| King City Cogeneration Plant |  | WECC | CA | Cogen | 100% | 120 | 120 | #REF! |  | 26
| Wolfskill Energy Center(5) |  | WECC | CA | Simple Cycle | 100% | 0 | 48 | #REF! |  | 27
| Yuba City Energy Center |  | WECC | CA | Simple Cycle | 100% | 0 | 47 | #REF! |  | 28
| Feather River Energy Center |  | WECC | CA | Simple Cycle | 100% | 0 | 47 | #REF! |  | 29
| Creed Energy Center |  | WECC | CA | Simple Cycle | 100% | 0 | 47 | #REF! |  | 30
| Lambie Energy Center |  | WECC | CA | Simple Cycle | 100% | 0 | 47 | #REF! |  | 31
| Goose Haven Energy Center |  | WECC | CA | Simple Cycle | 100% | 0 | 47 | #REF! |  | 32
| Riverview Energy Center |  | WECC | CA | Simple Cycle | 100% | 0 | 47 | #REF! |  | 33
| King City Peaking Energy Center(5) |  | WECC | CA | Simple Cycle | 100% | 0 | 44 | #REF! |  | 34
| Agnews Power Plant |  | WECC | CA | Combined Cycle | 100% | 28 | 28 | #REF! |  | 35
| Subtotal | [5 empty] | 6482 | 7425.25 | #REF!
TEXAS
| Deer Park Energy Center |  | TRE | TX | Cogen | 100% | 1103 | 1204 |  |  | 36
| Guadalupe Energy Center |  | TRE | TX | Combined Cycle | 100% | 1009 | 1000 |  |  | 37
| Baytown Energy Center |  | TRE | TX | Cogen | 100% | 782 | 842 | #REF! |  | 38
| Channel Energy Center |  | TRE | TX | Cogen | 100% | 723 | 808 | #REF! |  | 39
| Pasadena Power Plant(6) |  | TRE | TX | Cogen/Combined Cycle | 100% | 763 | 781 | #REF! |  | 40
| Bosque Energy Center |  | TRE | TX | Combined Cycle | 100% | 740 | 762 |  |  | 41
| Freestone Energy Center |  | TRE | TX | Combined Cycle | 75% | 779 | 746 | #REF! |  | 42
| Magic Valley Generating Station |  | TRE | TX | Combined Cycle | 100% | 682 | 712 | #REF! |  | 43
| Brazos Valley Power Plant |  | TRE | TX | Combined Cycle | 100% | 523 | 609 | #REF! |  | 44
| Corpus Christi Energy Center |  | TRE | TX | Cogen | 100% | 426 | 500 | #REF! |  | 45
| Texas City Power Plant |  | TRE | TX | Cogen | 100% | 400 | 453 | #REF! |  | 46
| Hidalgo Energy Center |  | TRE | TX | Combined Cycle | 78.5% | 392 | 374 | #REF! |  | 47
| Freeport Energy Center(7) |  | TRE | TX | Cogen | 100% | 210 | 236 | #REF! |  | 48
| Subtotal | [5 empty] | 8532 | 9027 | #REF!
EAST
| Bethlehem Energy Center |  | RFC | PA | Combined Cycle | 100% | 1062 | 1130 |  |  | 49
| Hay Road Energy Center |  | RFC | DE | Combined Cycle | 100% | 1039 | 1130 | #REF! |  | 50
| Morgan Energy Center |  | SERC | AL | Cogen | 100% | 720 | 807 | #REF! |  | 51
| Fore River Energy Center |  | NPCC | MA | Combined Cycle | 100% | 750 | 731 |  |  | 52
| Edge Moor Energy Center |  | RFC | DE | Steam Cycle | 100% | 0 | 725 | #REF! |  | 53
| Granite Ridge Energy Center |  | NPCC | NH | Combined Cycle | 100% | 745 | 695 |  |  | 54
| York Energy Center |  | RFC | PA | Combined Cycle | 100% | 518.5 | 565 | #REF! |  | 55
| Westbrook Energy Center |  | NPCC | ME | Combined Cycle | 100% | 552 | 552 |  |  | 56
| Greenfield Energy Centre(8) |  | NPCC | ON | Combined Cycle | 50% | 422 | 519 | #REF! |  | 57
| RockGen Energy Center |  | MRO | WI | Simple Cycle | 100% | 0 | 503 | #REF! |  | 58
| Zion Energy Center |  | RFC | IL | Simple Cycle | 100% | 0 | 503 | #REF! |  | 59
| Garrison Energy Center |  | RFC | DE | Combined Cycle | 100% | 273 | 309 |  |  | 60
| Pine Bluff Energy Center |  | SERC | AR | Cogen | 100% | 184 | 215 | #REF! |  | 61
| Cumberland Energy Center |  | RFC | NJ | Simple Cycle | 100% | 0 | 191 | #REF! |  | 62
| Kennedy International Airport Power Plant |  | NPCC | NY | Cogen | 100% | 110 | 121 | #REF! |  | 63
| Auburndale Peaking Energy Center(4) |  | FRCC | FL | Simple Cycle | 100% | 0 | 117 | #REF! |  | 64
| Sherman Avenue Energy Center |  | RFC | NJ | Simple Cycle | 100% | 0 | 92 | #REF! |  | 65
| Bethpage Energy Center 3 |  | NPCC | NY | Combined Cycle | 100% | 60 | 80 | #REF! |  | 66
| Carll's Corner Energy Center |  | RFC | NJ | Simple Cycle | 100% | 0 | 73 | #REF! |  | 67
| Mickleton Energy Center |  | RFC | NJ | Simple Cycle | 100% | 0 | 67 | #REF! |  | 68
| Bethpage Power Plant |  | NPCC | NY | Combined Cycle | 100% | 55 | 56 | #REF! |  | 69
| Christiana Energy Center |  | RFC | DE | Simple Cycle | 100% | 0 | 53 | #REF! |  | 70
| Bethpage Peaker |  | NPCC | NY | Simple Cycle | 100% | 0 | 48 | #REF! |  | 71
| Stony Brook Power Plant |  | NPCC | NY | Cogen | 100% | 45 | 47 | #REF! |  | 72
| Tasley Energy Center |  | RFC | VA | Simple Cycle | 100% | 0 | 33 | #REF! |  | 73
| Whitby Cogeneration(9) |  | NPCC | ON | Cogen | 50% | 25 | 25 | #REF! |  | 74
| Delaware City Energy Center |  | RFC | DE | Simple Cycle | 100% | 0 | 23 | #REF! |  | 75
| West Energy Center |  | RFC | DE | Simple Cycle | 100% | 0 | 20 | #REF! |  | 76
| Bayview Energy Center |  | RFC | VA | Simple Cycle | 100% | 0 | 12 | #REF! |  | 77
| Crisfield Energy Center |  | RFC | MD | Simple Cycle | 100% | 0 | 10 | #REF! |  | 78
| Vineland Solar Energy Center |  | RFC | NJ | Renewable | 100% | 0 | 4 | #REF! |  | 79 | Total number of plants
| Subtotal | [5 empty] | 6560.5 | 9456 | #REF! | Total count of pwr plants
| Total operating power plants | 79 |  |  |  |  | 21574.5 | 25908.25
Projects Under Construction and Advanced Development
Projects under construction
| York 2 Energy Center |  | RFC | PA | Combined Cycle | 100% | 736 | 828 | #REF!
Projects under advanced development
| Washington Parish Energy Center (10) |  | SERC | LA | Simple Cycle | 100% | 0 | 361
| Total operating power plants and projects under construction and advanced development | [5 empty] | 22310.5 | 27097.25
-1 | Natural gas-fired fleet capacities are generally derived on as-built as-designed outputs, including upgrades, based on site specific annual average temperatures and average process steam flows for cogeneration power plants, as applicable. Geothermal capacities are derived from historical generation output and steam reservoir modeling under average ambient conditions (temperatures and rainfall).
-2 | Natural gas-fired fleet peaking capacities are primarily derived on as-built as-designed peaking outputs based on site specific average summer temperatures and include power enhancement features such as heat recovery steam generator duct-firing, gas turbine power augmentation, and/or other power augmentation features. For certain power plants with definitive contracts, capacities at contract conditions have been included. Oil-fired capacities reflect capacity test results.
-3 | These outputs do not factor in the typical MW loss and recovery profiles over time, which natural-gas fired turbine power plants display associated with their planned major maintenance schedules.
-4 | We suspended operations to assess the future of these facilities.
-5 | Upon expiration of the tolling agreements on December 31, 2017, we will assess the future of these facilities.
-6 | Pasadena is comprised of 260 MW of cogen technology and 521 MW of combined cycle (non-cogen) technology.
-7 | Freeport Energy Center is owned by Calpine; however, it is contracted and operated by The Dow Chemical Company.
-8 | Calpine holds a 50% partnership interest in Greenfield LP through its subsidiaries; however, it is operated by a third party.
-9 | Calpine holds a 50% partnership interest in Whitby Cogeneration through its subsidiaries; however, it is operated by Atlantic Packaging Products Ltd.
-10 | A third party will purchase a 100% ownership interest in this power plant upon achieving commercial operation.

## Recon Peaking 06.30.17 (hidden)
Table of Operating Power Plants and Projects Under Advanced Development/Construction Recon
|  | West | Texas | East |  | Total | Check | Notes
| Operating MW Capacities at 04.28.17: | 7425.25 | 9027 | 9456 |  | 25908.25
|  | 0 | 0 | 0 |  | 0
| Operating MW Capacities at 06.30.17: | 7425.25 | 9027 | 9456 | 0 | 25908.25 | 0
Proj under advanced development and construction:
Projects under construction
| York 2 Energy Center | 0 | 0 | 828 |  | 828
| Total under construction | 0 | 0 | 828 | 0 | 828
Proj under advanced development
| Washington Parish Energy Center |  | 361 |  |  | 361
| Total under construction/ advanced development | 0 | 361 | 828 | 0 | 1189
| Grand Total Net Peak Interest | 7425.25 | 9388 | 10284 |  | 27097.25 | 0
~MW Upgrade
| Pasadena (SW) | 2Q10 - 1 unit |  |  |  | 10
| Deer Park (SW) | 4Q09 - 1 unit, 2Q10 - 2 units, 2Q12 - 1 unit |  |  |  | 44
| Baytown (SW) | 1Q11 - 1 unit, 2Q11 - 2 units |  |  |  | 42
| Brazos Valley (GE) | 1Q11 - 2 units |  |  |  | 12
| Westbrook (GE) | 2Q11 - 1 unit, 2Q12 - 1 unit |  |  |  | 15
| Los Medanos (GE) | 2Q11 - 2 units |  |  |  | 12
| Delta (SW) | 2Q08 - 1 unit |  |  |  | 15
| Hermiston (SW) | 4Q11 - 2 units |  |  |  | 19
| Pastoria (GE) | 2Q12 - 2 units |  |  |  | 20
| Magic Valley (SW) | 2Q13 - 1 unit |  |  |  | 10
| Magic Valley (SW) | 2Q14 - 1 unit |  |  |  | 10
209
| SW total | 13 units
| GE total | 8 units
| Outstanding: | Committed but not yet complete
| SW total | 3 units

## Recon Baseload 06.30.17 (hidden)
Table of Operating Power Plants and Projects Under Advanced Development/Construction Recon
|  | West | Texas | East |  | Total | Check | Notes
| Operating MW Capacities at 04.28.17: | 6482 | 8532 | 6560.5 |  | 21574.5
|  | 0 | 0 | 0 |  | 0
| Operating MW Capacities at 06.30.17: | 6482 | 8532 | 6560.5 | 0 | 21574.5 | 0
Proj under construction and advanced development :
Projects under construction
| York 2 Energy Center | 0 | 0 | 736 |  | 736
| Total under construction | 0 | 0 | 736 | 0 | 736
Proj under advanced development
| Washington Parish Energy Center |  | 0 |  |  | 0
| Total under construction/advanced development | 0 | 0 | 0 | 0 | 0
| Grand Total Net Base load Interest | 6482 | 8532 | 7296.5 | 0 | 22310.5 | 0
~MW Upgrade
| Pasadena (SW) | 2Q10 - 1 unit |  |  |  | 10
| Deer Park (SW) | 4Q09 - 1 unit, 2Q10 - 2 units, 2Q12 - 1 unit |  |  |  | 44
| Baytown (SW) | 1Q11 - 1 unit, 2Q11 - 2 units |  |  |  | 42
| Brazos Valley (GE) | 1Q11 - 2 units |  |  |  | 12
| Westbrook (GE) | 2Q11 - 1 unit, 2Q12 - 1 unit |  |  |  | 15
| Los Medanos (GE) | 2Q11 - 2 units |  |  |  | 12
| Delta (SW) | 2Q08 - 1 unit |  |  |  | 15
| Hermiston (SW) | 4Q11 - 2 units |  |  |  | 19
| Pastoria (GE) | 2Q12 - 2 units |  |  |  | 20
| Magic Valley (SW) | 2Q13 - 1 unit |  |  |  | 10
| Magic Valley (SW) | 2Q14 - 1 unit |  |  |  | 10
209
| SW total | 13 units
| GE total | 8 units
| Outstanding: | Committed but not yet complete
| SW total | 3 units

## CPN Portfolio 04.28.17 (hidden)
Table of Operating Power Plants and Projects Under Construction and Advanced Development as of April 28, 2017
[7 empty] | Calpine Net | Calpine Net
|  |  |  | U.S. State or |  | Calpine | Interest | Interest With
|  |  | NERC | Canadian |  | Interest | Baseload | Peaking
| SEGMENT /Power Plant |  | Region | Province | Technology | Percentage | (MW) (1)(3) | (MW) (2)(3) |  |  | Count of Plants
| WEST | [7 empty] | Count
Geothermal
| McCabe #5 & #6 |  | WECC | CA | Renewable | 100% | 84 | 84 | 1 |  | 1
| Ridge Line #7 & #8 |  | WECC | CA | Renewable | 100% | 76 | 76 | 2 |  | 2
| Calistoga |  | WECC | CA | Renewable | 100% | 69 | 69 | 3 |  | 3
| Eagle Rock |  | WECC | CA | Renewable | 100% | 68 | 68 | 4 |  | 4
| Big Geysers |  | WECC | CA | Renewable | 100% | 61 | 61 | 5 |  | 5
| Lake View |  | WECC | CA | Renewable | 100% | 54 | 54 | 8 |  | 6
| Quicksilver |  | WECC | CA | Renewable | 100% | 53 | 53 | 6 |  | 7
| Sonoma |  | WECC | CA | Renewable | 100% | 53 | 53 | 12 |  | 8
| Cobb Creek |  | WECC | CA | Renewable | 100% | 51 | 51 | 7 |  | 9
| Socrates |  | WECC | CA | Renewable | 100% | 50 | 50 | 9 |  | 10
| Sulphur Springs |  | WECC | CA | Renewable | 100% | 47 | 47 | 10 |  | 11
| Grant |  | WECC | CA | Renewable | 100% | 41 | 41 | 11 |  | 12
| Aidlin |  | WECC | CA | Renewable | 100% | 18 | 18 | #REF! |  | 13
Natural Gas-Fired
| Delta Energy Center |  | WECC | CA | Combined Cycle | 100% | 835 | 857 | #REF! |  | 14
| Pastoria Energy Facility |  | WECC | CA | Combined Cycle | 100% | 770 | 749 | #REF! |  | 15
| Hermiston Power Project |  | WECC | OR | Combined Cycle | 100% | 566 | 635 | #REF! |  | 16
| Otay Mesa Energy Center |  | WECC | CA | Combined Cycle | 100% | 513 | 608 | #REF! |  | 17
| Metcalf Energy Center |  | WECC | CA | Combined Cycle | 100% | 564 | 605 | #REF! |  | 18
| Sutter Energy Center(4) |  | WECC | CA | Combined Cycle | 100% | 542 | 578 | #REF! |  | 19
| Los Medanos Energy Center |  | WECC | CA | Cogen | 100% | 518 | 572 | #REF! |  | 20
| South Point Energy Center(4) |  | WECC | AZ | Combined Cycle | 100% | 520 | 530 | #REF! |  | 21
| Russell City Energy Center |  | WECC | CA | Combined Cycle | 75% | 429 | 464.25 |  |  | 22
| Los Esteros Critical Energy Facility |  | WECC | CA | Combined Cycle | 100% | 243 | 309 | 6 |  | 23
| Gilroy Energy Center |  | WECC | CA | Simple Cycle | 100% | 0 | 141 | #REF! |  | 24
| Gilroy Cogeneration Plant |  | WECC | CA | Cogen | 100% | 109 | 130 | #REF! |  | 25
| King City Cogeneration Plant |  | WECC | CA | Cogen | 100% | 120 | 120 | #REF! |  | 26
| Wolfskill Energy Center(5) |  | WECC | CA | Simple Cycle | 100% | 0 | 48 | #REF! |  | 27
| Yuba City Energy Center |  | WECC | CA | Simple Cycle | 100% | 0 | 47 | #REF! |  | 28
| Feather River Energy Center |  | WECC | CA | Simple Cycle | 100% | 0 | 47 | #REF! |  | 29
| Creed Energy Center |  | WECC | CA | Simple Cycle | 100% | 0 | 47 | #REF! |  | 30
| Lambie Energy Center |  | WECC | CA | Simple Cycle | 100% | 0 | 47 | #REF! |  | 31
| Goose Haven Energy Center |  | WECC | CA | Simple Cycle | 100% | 0 | 47 | #REF! |  | 32
| Riverview Energy Center |  | WECC | CA | Simple Cycle | 100% | 0 | 47 | #REF! |  | 33
| King City Peaking Energy Center(5) |  | WECC | CA | Simple Cycle | 100% | 0 | 44 | #REF! |  | 34
| Agnews Power Plant |  | WECC | CA | Combined Cycle | 100% | 28 | 28 | #REF! |  | 35
| Subtotal | [5 empty] | 6482 | 7425.25 | #REF!
TEXAS
| Deer Park Energy Center |  | TRE | TX | Cogen | 100% | 1103 | 1204 |  |  | 36
| Guadalupe Energy Center |  | TRE | TX | Combined Cycle | 100% | 1009 | 1000 |  |  | 37
| Baytown Energy Center |  | TRE | TX | Cogen | 100% | 782 | 842 | #REF! |  | 38
| Channel Energy Center |  | TRE | TX | Cogen | 100% | 723 | 808 | #REF! |  | 39
| Pasadena Power Plant(6) |  | TRE | TX | Cogen/Combined Cycle | 100% | 763 | 781 | #REF! |  | 40
| Bosque Energy Center |  | TRE | TX | Combined Cycle | 100% | 740 | 762 |  |  | 41
| Freestone Energy Center |  | TRE | TX | Combined Cycle | 75% | 779 | 746 | #REF! |  | 42
| Magic Valley Generating Station |  | TRE | TX | Combined Cycle | 100% | 682 | 712 | #REF! |  | 43
| Brazos Valley Power Plant |  | TRE | TX | Combined Cycle | 100% | 523 | 609 | #REF! |  | 44
| Corpus Christi Energy Center |  | TRE | TX | Cogen | 100% | 426 | 500 | #REF! |  | 45
| Texas City Power Plant |  | TRE | TX | Cogen | 100% | 400 | 453 | #REF! |  | 46
| Hidalgo Energy Center |  | TRE | TX | Combined Cycle | 78.5% | 392 | 374 | #REF! |  | 47
| Freeport Energy Center(7) |  | TRE | TX | Cogen | 100% | 210 | 236 | #REF! |  | 48
| Subtotal | [5 empty] | 8532 | 9027 | #REF!
EAST
| Bethlehem Energy Center |  | RFC | PA | Combined Cycle | 100% | 1062 | 1130 |  |  | 49
| Hay Road Energy Center |  | RFC | DE | Combined Cycle | 100% | 1039 | 1130 | #REF! |  | 50
| Morgan Energy Center |  | SERC | AL | Cogen | 100% | 720 | 807 | #REF! |  | 51
| Fore River Energy Center |  | NPCC | MA | Combined Cycle | 100% | 750 | 731 |  |  | 52
| Edge Moor Energy Center |  | RFC | DE | Steam Cycle | 100% | 0 | 725 | #REF! |  | 53
| Granite Ridge Energy Center |  | NPCC | NH | Combined Cycle | 100% | 745 | 695 |  |  | 54
| York Energy Center |  | RFC | PA | Combined Cycle | 100% | 518.5 | 565 | #REF! |  | 55
| Westbrook Energy Center |  | NPCC | ME | Combined Cycle | 100% | 552 | 552 |  |  | 56
| Greenfield Energy Centre(8) |  | NPCC | ON | Combined Cycle | 50% | 422 | 519 | #REF! |  | 57
| RockGen Energy Center |  | MRO | WI | Simple Cycle | 100% | 0 | 503 | #REF! |  | 58
| Zion Energy Center |  | RFC | IL | Simple Cycle | 100% | 0 | 503 | #REF! |  | 59
| Garrison Energy Center |  | RFC | DE | Combined Cycle | 100% | 273 | 309 |  |  | 60
| Pine Bluff Energy Center |  | SERC | AR | Cogen | 100% | 184 | 215 | #REF! |  | 61
| Cumberland Energy Center |  | RFC | NJ | Simple Cycle | 100% | 0 | 191 | #REF! |  | 62
| Kennedy International Airport Power Plant |  | NPCC | NY | Cogen | 100% | 110 | 121 | #REF! |  | 63
| Auburndale Peaking Energy Center(4) |  | FRCC | FL | Simple Cycle | 100% | 0 | 117 | #REF! |  | 64
| Sherman Avenue Energy Center |  | RFC | NJ | Simple Cycle | 100% | 0 | 92 | #REF! |  | 65
| Bethpage Energy Center 3 |  | NPCC | NY | Combined Cycle | 100% | 60 | 80 | #REF! |  | 66
| Carll's Corner Energy Center |  | RFC | NJ | Simple Cycle | 100% | 0 | 73 | #REF! |  | 67
| Mickleton Energy Center |  | RFC | NJ | Simple Cycle | 100% | 0 | 67 | #REF! |  | 68
| Bethpage Power Plant |  | NPCC | NY | Combined Cycle | 100% | 55 | 56 | #REF! |  | 69
| Christiana Energy Center |  | RFC | DE | Simple Cycle | 100% | 0 | 53 | #REF! |  | 70
| Bethpage Peaker |  | NPCC | NY | Simple Cycle | 100% | 0 | 48 | #REF! |  | 71
| Stony Brook Power Plant |  | NPCC | NY | Cogen | 100% | 45 | 47 | #REF! |  | 72
| Tasley Energy Center |  | RFC | VA | Simple Cycle | 100% | 0 | 33 | #REF! |  | 73
| Whitby Cogeneration(9) |  | NPCC | ON | Cogen | 50% | 25 | 25 | #REF! |  | 74
| Delaware City Energy Center |  | RFC | DE | Simple Cycle | 100% | 0 | 23 | #REF! |  | 75
| West Energy Center |  | RFC | DE | Simple Cycle | 100% | 0 | 20 | #REF! |  | 76
| Bayview Energy Center |  | RFC | VA | Simple Cycle | 100% | 0 | 12 | #REF! |  | 77
| Crisfield Energy Center |  | RFC | MD | Simple Cycle | 100% | 0 | 10 | #REF! |  | 78
| Vineland Solar Energy Center |  | RFC | NJ | Renewable | 100% | 0 | 4 | #REF! |  | 79 | Total number of plants
| Subtotal | [5 empty] | 6560.5 | 9456 | #REF! | Total count of pwr plants
| Total operating power plants | 79 |  |  |  |  | 21574.5 | 25908.25
Projects Under Construction and Advanced Development
Projects under construction
| York 2 Energy Center |  | RFC | PA | Combined Cycle | 100% | 736 | 828 | #REF!
Projects under advanced development
| Washington Parish Energy Center (10) |  | SERC | LA | Simple Cycle | 100% | 0 | 361
| Total operating power plants and projects under construction and advanced development | [5 empty] | 22310.5 | 27097.25
-1 | Natural gas-fired fleet capacities are generally derived on as-built as-designed outputs, including upgrades, based on site specific annual average temperatures and average process steam flows for cogeneration power plants, as applicable. Geothermal capacities are derived from historical generation output and steam reservoir modeling under average ambient conditions (temperatures and rainfall).
-2 | Natural gas-fired fleet peaking capacities are primarily derived on as-built as-designed peaking outputs based on site specific average summer temperatures and include power enhancement features such as heat recovery steam generator duct-firing, gas turbine power augmentation, and/or other power augmentation features. For certain power plants with definitive contracts, capacities at contract conditions have been included. Oil-fired capacities reflect capacity test results.
-3 | These outputs do not factor in the typical MW loss and recovery profiles over time, which natural-gas fired turbine power plants display associated with their planned major maintenance schedules.
-4 | We suspended operations to assess the future of these facilities.
-5 | Upon expiration of the tolling agreements on December 31, 2017, we will assess the future of these facilities.
-6 | Pasadena is comprised of 260 MW of cogen technology and 521 MW of combined cycle (non-cogen) technology.
-7 | Freeport Energy Center is owned by Calpine; however, it is contracted and operated by The Dow Chemical Company.
-8 | Calpine holds a 50% partnership interest in Greenfield LP through its subsidiaries; however, it is operated by a third party.
-9 | Calpine holds a 50% partnership interest in Whitby Cogeneration through its subsidiaries; however, it is operated by Atlantic Packaging Products Ltd.
-10 | A third party will purchase a 100% ownership interest in this power plant upon achieving commercial operation.

## Recon Peaking 04.28.17 (hidden)
Table of Operating Power Plants and Projects Under Advanced Development/Construction Recon
|  | West | Texas | East |  | Total | Check | Notes
| Operating MW Capacities at 02.01.17: | 7425.25 | 9027 | 9456 |  | 25908.25
|  | 0 | 0 | 0 |  | 0
| Operating MW Capacities at 04.28.17: | 7425.25 | 9027 | 9456 | 0 | 25908.25 | 0
Proj under advanced development and construction:
Projects under construction
| York 2 Energy Center Upgrades | 0 | 0 | 68 |  | 68
| York 2 Energy Center | 0 | 0 | 760 |  | 760
| Total under construction | 0 | 0 | 828 | 0 | 828
Proj under advanced development
| Guadalupe Peaking Energy Center |  | 418 |  |  | 418
| Remove Guadalupe Peaking Energy Center |  | -418 |  |  | -418
| Washington Parish Energy Center |  | 361 |  |  | 361
| Total under construction/ advanced development | 0 | 361 | 828 | 0 | 1189
| Grand Total Net Peak Interest | 7425.25 | 9388 | 10284 |  | 27097.25 | 0
~MW Upgrade
| Pasadena (SW) | 2Q10 - 1 unit |  |  |  | 10
| Deer Park (SW) | 4Q09 - 1 unit, 2Q10 - 2 units, 2Q12 - 1 unit |  |  |  | 44
| Baytown (SW) | 1Q11 - 1 unit, 2Q11 - 2 units |  |  |  | 42
| Brazos Valley (GE) | 1Q11 - 2 units |  |  |  | 12
| Westbrook (GE) | 2Q11 - 1 unit, 2Q12 - 1 unit |  |  |  | 15
| Los Medanos (GE) | 2Q11 - 2 units |  |  |  | 12
| Delta (SW) | 2Q08 - 1 unit |  |  |  | 15
| Hermiston (SW) | 4Q11 - 2 units |  |  |  | 19
| Pastoria (GE) | 2Q12 - 2 units |  |  |  | 20
| Magic Valley (SW) | 2Q13 - 1 unit |  |  |  | 10
| Magic Valley (SW) | 2Q14 - 1 unit |  |  |  | 10
209
| SW total | 13 units
| GE total | 8 units
| Outstanding: | Committed but not yet complete
| SW total | 3 units

## Recon Baseload 04.28.17 (hidden)
Table of Operating Power Plants and Projects Under Advanced Development/Construction Recon
|  | West | Texas | East |  | Total | Check | Notes
| Operating MW Capacities at 02.01.17: | 6482 | 8532 | 6560.5 |  | 21574.5
|  | 0 | 0 | 0 |  | 0
| Operating MW Capacities at 04.28.17: | 6482 | 8532 | 6560.5 | 0 | 21574.5 | 0
Proj under construction and advanced development :
Projects under construction
| York 2 Energy Center Upgrades | 0 | 0 | 68 |  | 68
| York 2 Energy Center | 0 | 0 | 668 |  | 668
| Total under construction | 0 | 0 | 736 | 0 | 736
Proj under advanced development
| Guadalupe Peaking Energy Center |  | 0 |  |  | 0
| Total under construction/advanced development | 0 | 0 | 0 | 0 | 0
| Grand Total Net Base load Interest | 6482 | 8532 | 7296.5 | 0 | 22310.5 | 0
~MW Upgrade
| Pasadena (SW) | 2Q10 - 1 unit |  |  |  | 10
| Deer Park (SW) | 4Q09 - 1 unit, 2Q10 - 2 units, 2Q12 - 1 unit |  |  |  | 44
| Baytown (SW) | 1Q11 - 1 unit, 2Q11 - 2 units |  |  |  | 42
| Brazos Valley (GE) | 1Q11 - 2 units |  |  |  | 12
| Westbrook (GE) | 2Q11 - 1 unit, 2Q12 - 1 unit |  |  |  | 15
| Los Medanos (GE) | 2Q11 - 2 units |  |  |  | 12
| Delta (SW) | 2Q08 - 1 unit |  |  |  | 15
| Hermiston (SW) | 4Q11 - 2 units |  |  |  | 19
| Pastoria (GE) | 2Q12 - 2 units |  |  |  | 20
| Magic Valley (SW) | 2Q13 - 1 unit |  |  |  | 10
| Magic Valley (SW) | 2Q14 - 1 unit |  |  |  | 10
209
| SW total | 13 units
| GE total | 8 units
| Outstanding: | Committed but not yet complete
| SW total | 3 units

## CPN Portfolio 02.01.17 (hidden)
Table of Operating Power Plants and Projects Under Construction and Advanced Development as of February 1, 2017
[7 empty] | Calpine Net | Calpine Net
|  |  |  | U.S. State or |  | Calpine | Interest | Interest With
|  |  | NERC | Canadian |  | Interest | Baseload | Peaking
| SEGMENT /Power Plant |  | Region | Province | Technology | Percentage | (MW) (1)(3) | (MW) (2)(3) |  |  | Count of Plants
| WEST | [7 empty] | Count
Geothermal
| McCabe #5 & #6 |  | WECC | CA | Renewable | 100% | 84 | 84 | 1 |  | 1
| Ridge Line #7 & #8 |  | WECC | CA | Renewable | 100% | 76 | 76 | 2 |  | 2
| Calistoga |  | WECC | CA | Renewable | 100% | 69 | 69 | 3 |  | 3
| Eagle Rock |  | WECC | CA | Renewable | 100% | 68 | 68 | 4 |  | 4
| Big Geysers |  | WECC | CA | Renewable | 100% | 61 | 61 | 5 |  | 5
| Lake View |  | WECC | CA | Renewable | 100% | 54 | 54 | 8 |  | 6
| Quicksilver |  | WECC | CA | Renewable | 100% | 53 | 53 | 6 |  | 7
| Sonoma |  | WECC | CA | Renewable | 100% | 53 | 53 | 12 |  | 8
| Cobb Creek |  | WECC | CA | Renewable | 100% | 51 | 51 | 7 |  | 9
| Socrates |  | WECC | CA | Renewable | 100% | 50 | 50 | 9 |  | 10
| Sulphur Springs |  | WECC | CA | Renewable | 100% | 47 | 47 | 10 |  | 11
| Grant |  | WECC | CA | Renewable | 100% | 41 | 41 | 11 |  | 12
| Aidlin |  | WECC | CA | Renewable | 100% | 18 | 18 | #REF! |  | 13
Natural Gas-Fired
| Delta Energy Center |  | WECC | CA | Combined Cycle | 100% | 835 | 857 | #REF! |  | 14
| Pastoria Energy Facility |  | WECC | CA | Combined Cycle | 100% | 770 | 749 | #REF! |  | 15
| Hermiston Power Project |  | WECC | OR | Combined Cycle | 100% | 566 | 635 | #REF! |  | 16
| Otay Mesa Energy Center |  | WECC | CA | Combined Cycle | 100% | 513 | 608 | #REF! |  | 17
| Metcalf Energy Center |  | WECC | CA | Combined Cycle | 100% | 564 | 605 | #REF! |  | 18
| Sutter Energy Center(4) |  | WECC | CA | Combined Cycle | 100% | 542 | 578 | #REF! |  | 19
| Los Medanos Energy Center |  | WECC | CA | Cogen | 100% | 518 | 572 | #REF! |  | 20
| South Point Energy Center(5) |  | WECC | AZ | Combined Cycle | 100% | 520 | 530 | #REF! |  | 21
| Russell City Energy Center |  | WECC | CA | Combined Cycle | 75% | 429 | 464.25 |  |  | 22
| Los Esteros Critical Energy Facility |  | WECC | CA | Combined Cycle | 100% | 243 | 309 | 6 |  | 23
| Gilroy Energy Center |  | WECC | CA | Simple Cycle | 100% | 0 | 141 | #REF! |  | 24
| Gilroy Cogeneration Plant |  | WECC | CA | Cogen | 100% | 109 | 130 | #REF! |  | 25
| King City Cogeneration Plant |  | WECC | CA | Cogen | 100% | 120 | 120 | #REF! |  | 26
| Wolfskill Energy Center |  | WECC | CA | Simple Cycle | 100% | 0 | 48 | #REF! |  | 27
| Yuba City Energy Center |  | WECC | CA | Simple Cycle | 100% | 0 | 47 | #REF! |  | 28
| Feather River Energy Center |  | WECC | CA | Simple Cycle | 100% | 0 | 47 | #REF! |  | 29
| Creed Energy Center |  | WECC | CA | Simple Cycle | 100% | 0 | 47 | #REF! |  | 30
| Lambie Energy Center |  | WECC | CA | Simple Cycle | 100% | 0 | 47 | #REF! |  | 31
| Goose Haven Energy Center |  | WECC | CA | Simple Cycle | 100% | 0 | 47 | #REF! |  | 32
| Riverview Energy Center |  | WECC | CA | Simple Cycle | 100% | 0 | 47 | #REF! |  | 33
| King City Peaking Energy Center |  | WECC | CA | Simple Cycle | 100% | 0 | 44 | #REF! |  | 34
| Agnews Power Plant |  | WECC | CA | Combined Cycle | 100% | 28 | 28 | #REF! |  | 35
| Subtotal | [5 empty] | 6482 | 7425.25 | #REF!
TEXAS
| Deer Park Energy Center |  | TRE | TX | Cogen | 100% | 1103 | 1204 |  |  | 36
| Guadalupe Energy Center |  | TRE | TX | Combined Cycle | 100% | 1009 | 1000 |  |  | 37
| Baytown Energy Center |  | TRE | TX | Cogen | 100% | 782 | 842 | #REF! |  | 38
| Channel Energy Center |  | TRE | TX | Cogen | 100% | 723 | 808 | #REF! |  | 39
| Pasadena Power Plant(6) |  | TRE | TX | Cogen/Combined Cycle | 100% | 763 | 781 | #REF! |  | 40
| Bosque Energy Center |  | TRE | TX | Combined Cycle | 100% | 740 | 762 |  |  | 41
| Freestone Energy Center |  | TRE | TX | Combined Cycle | 75% | 779 | 746 | #REF! |  | 42
| Magic Valley Generating Station |  | TRE | TX | Combined Cycle | 100% | 682 | 712 | #REF! |  | 43
| Brazos Valley Power Plant |  | TRE | TX | Combined Cycle | 100% | 523 | 609 | #REF! |  | 44
| Corpus Christi Energy Center |  | TRE | TX | Cogen | 100% | 426 | 500 | #REF! |  | 45
| Texas City Power Plant |  | TRE | TX | Cogen | 100% | 400 | 453 | #REF! |  | 46
| Hidalgo Energy Center |  | TRE | TX | Combined Cycle | 78.5% | 392 | 374 | #REF! |  | 47
| Freeport Energy Center(7) |  | TRE | TX | Cogen | 100% | 210 | 236 | #REF! |  | 48
| Subtotal | [5 empty] | 8532 | 9027 | #REF!
EAST
| Bethlehem Energy Center |  | RFC | PA | Combined Cycle | 100% | 1062 | 1130 |  |  | 49
| Hay Road Energy Center |  | RFC | DE | Combined Cycle | 100% | 1039 | 1130 | #REF! |  | 50
| Morgan Energy Center |  | SERC | AL | Cogen | 100% | 720 | 807 | #REF! |  | 51
| Fore River Energy Center |  | NPCC | MA | Combined Cycle | 100% | 750 | 731 |  |  | 52
| Edge Moor Energy Center |  | RFC | DE | Steam Cycle | 100% | 0 | 725 | #REF! |  | 53
| Granite Ridge Energy Center |  | NPCC | NH | Combined Cycle | 100% | 745 | 695 |  |  | 54
| York Energy Center |  | RFC | PA | Combined Cycle | 100% | 518.5 | 565 | #REF! |  | 55
| Westbrook Energy Center |  | NPCC | ME | Combined Cycle | 100% | 552 | 552 |  |  | 56
| Greenfield Energy Centre(8) |  | NPCC | ON | Combined Cycle | 50% | 422 | 519 | #REF! |  | 57
| RockGen Energy Center |  | MRO | WI | Simple Cycle | 100% | 0 | 503 | #REF! |  | 58
| Zion Energy Center |  | RFC | IL | Simple Cycle | 100% | 0 | 503 | #REF! |  | 59
| Garrison Energy Center |  | RFC | DE | Combined Cycle | 100% | 273 | 309 |  |  | 60
| Pine Bluff Energy Center |  | SERC | AR | Cogen | 100% | 184 | 215 | #REF! |  | 61
| Cumberland Energy Center |  | RFC | NJ | Simple Cycle | 100% | 0 | 191 | #REF! |  | 62
| Kennedy International Airport Power Plant |  | NPCC | NY | Cogen | 100% | 110 | 121 | #REF! |  | 63
| Auburndale Peaking Energy Center |  | FRCC | FL | Simple Cycle | 100% | 0 | 117 | #REF! |  | 64
| Sherman Avenue Energy Center |  | RFC | NJ | Simple Cycle | 100% | 0 | 92 | #REF! |  | 65
| Bethpage Energy Center 3 |  | NPCC | NY | Combined Cycle | 100% | 60 | 80 | #REF! |  | 66
| Carll's Corner Energy Center |  | RFC | NJ | Simple Cycle | 100% | 0 | 73 | #REF! |  | 67
| Mickleton Energy Center |  | RFC | NJ | Simple Cycle | 100% | 0 | 67 | #REF! |  | 68
| Bethpage Power Plant |  | NPCC | NY | Combined Cycle | 100% | 55 | 56 | #REF! |  | 69
| Christiana Energy Center |  | RFC | DE | Simple Cycle | 100% | 0 | 53 | #REF! |  | 70
| Bethpage Peaker |  | NPCC | NY | Simple Cycle | 100% | 0 | 48 | #REF! |  | 71
| Stony Brook Power Plant |  | NPCC | NY | Cogen | 100% | 45 | 47 | #REF! |  | 72
| Tasley Energy Center |  | RFC | VA | Simple Cycle | 100% | 0 | 33 | #REF! |  | 73
| Whitby Cogeneration(9) |  | NPCC | ON | Cogen | 50% | 25 | 25 | #REF! |  | 74
| Delaware City Energy Center |  | RFC | DE | Simple Cycle | 100% | 0 | 23 | #REF! |  | 75
| West Energy Center |  | RFC | DE | Simple Cycle | 100% | 0 | 20 | #REF! |  | 76
| Bayview Energy Center |  | RFC | VA | Simple Cycle | 100% | 0 | 12 | #REF! |  | 77
| Crisfield Energy Center |  | RFC | MD | Simple Cycle | 100% | 0 | 10 | #REF! |  | 78
| Vineland Solar Energy Center |  | RFC | NJ | Renewable | 100% | 0 | 4 | #REF! |  | 79 | Total number of plants
| Subtotal | [5 empty] | 6560.5 | 9456 | #REF! | Total count of pwr plants
| Total operating power plants | 79 |  |  |  |  | 21574.5 | 25908.25
Projects Under Construction and Advanced Development
Projects under construction
| York 2 Energy Center |  | RFC | PA | Combined Cycle | 100% | 736 | 828 | #REF!
Projects under advanced development
| Guadalupe Peaking Energy Center (10) |  | TRE | TX | Simple Cycle | 100% | 0 | 418
| Total operating power plants and projects under construction and advanced development | [5 empty] | 22310.5 | 27154.25
-1 | Natural gas-fired fleet capacities are generally derived on as-built as-designed outputs, including upgrades, based on site specific annual average temperatures and average process steam flows for cogeneration power plants, as applicable. Geothermal capacities are derived from historical generation output and steam reservoir modeling under average ambient conditions (temperatures and rainfall).
-2 | Natural gas-fired fleet peaking capacities are primarily derived on as-built as-designed peaking outputs based on site specific average summer temperatures and include power enhancement features such as heat recovery steam generator duct-firing, gas turbine power augmentation, and/or other power augmentation features. For certain power plants with definitive contracts, capacities at contract conditions have been included. Oil-fired capacities reflect capacity test results.
-3 | These outputs do not factor in the typical MW loss and recovery profiles over time, which natural-gas fired turbine power plants display associated with their planned major maintenance schedules.
-4 | We suspended operations at our Sutter Energy Center to assess the future of the facility.
-5 | We have entered into an agreement to sell South Point Energy Center. South Point Unit 2 experienced a combustion turbine outage in the Fall of 2015 and we are currently evaluating the timing of repairs in light of the impending sale. Further, the balance of the facility is not currently operating, however, it can be operated at our discretion based on market conditions.
-6 | Pasadena is comprised of 260 MW of cogen technology and 521 MW of combined cycle (non-cogen) technology.
-7 | Freeport Energy Center is owned by Calpine; however, it is contracted and operated by The Dow Chemical Company.
-8 | Calpine holds a 50% partnership interest in Greenfield LP through its subsidiaries; however, it is operated by a third party.
-9 | Calpine holds a 50% partnership interest in Whitby Cogeneration through its subsidiaries; however, it is operated by Atlantic Packaging Products Ltd.
-10 | In accordance with a power purchase agreement, a third party will purchase a 50% ownership interest in this power plant upon achieving commercial operation.

## Recon Peaking 02.01.17 (hidden)
Table of Operating Power Plants and Projects Under Advanced Development/Construction Recon
|  | West | Texas | East |  | Total | Check | Notes
| Operating MW Capacities at 01.03.17: | 7425.25 | 9427 | 9456 |  | 26308.25
| Retirement of Clear Lake |  |  | -400 |  | -400
| Operating MW Capacities at 02.01.17: | 7425.25 | 9427 | 9056 | 0 | 25908.25 | 0
Proj under advanced development and construction:
Projects under construction
| York 2 Energy Center Upgrades | 0 | 0 | 68 |  | 68
| York 2 Energy Center | 0 | 0 | 760 |  | 760
| Total under construction | 0 | 0 | 828 | 0 | 828
Proj under advanced development
| Guadalupe Peaking Energy Center |  | 418 |  |  | 418
| Total under construction/ advanced development | 0 | 418 | 828 | 0 | 1246
| Grand Total Net Peak Interest | 7425.25 | 9845 | 9884 |  | 27154.25 | 0
~MW Upgrade
| Pasadena (SW) | 2Q10 - 1 unit |  |  |  | 10
| Deer Park (SW) | 4Q09 - 1 unit, 2Q10 - 2 units, 2Q12 - 1 unit |  |  |  | 44
| Baytown (SW) | 1Q11 - 1 unit, 2Q11 - 2 units |  |  |  | 42
| Brazos Valley (GE) | 1Q11 - 2 units |  |  |  | 12
| Westbrook (GE) | 2Q11 - 1 unit, 2Q12 - 1 unit |  |  |  | 15
| Los Medanos (GE) | 2Q11 - 2 units |  |  |  | 12
| Delta (SW) | 2Q08 - 1 unit |  |  |  | 15
| Hermiston (SW) | 4Q11 - 2 units |  |  |  | 19
| Pastoria (GE) | 2Q12 - 2 units |  |  |  | 20
| Magic Valley (SW) | 2Q13 - 1 unit |  |  |  | 10
| Magic Valley (SW) | 2Q14 - 1 unit |  |  |  | 10
209
| SW total | 13 units
| GE total | 8 units
| Outstanding: | Committed but not yet complete
| SW total | 3 units

## Recon Baseload 02.01.17 (hidden)
Table of Operating Power Plants and Projects Under Advanced Development/Construction Recon
|  | West | Texas | East |  | Total | Check | Notes
| Operating MW Capacities at 01.03.17: | 6482 | 8876 | 6560.5 |  | 21918.5
| Retirement of Clear Lake |  |  | -344 |  | -344
| Operating MW Capacities at 02.01.17: | 6482 | 8876 | 6216.5 | 0 | 21574.5 | 0
Proj under construction and advanced development :
Projects under construction
| York 2 Energy Center Upgrades | 0 | 0 | 68 |  | 68
| York 2 Energy Center | 0 | 0 | 668 |  | 668
| Total under construction | 0 | 0 | 736 | 0 | 736
Proj under advanced development
| Guadalupe Peaking Energy Center |  | 0 |  |  | 0
| Total under construction/advanced development | 0 | 0 | 0 | 0 | 0
| Grand Total Net Base load Interest | 6482 | 8876 | 6952.5 | 0 | 22310.5 | 0
~MW Upgrade
| Pasadena (SW) | 2Q10 - 1 unit |  |  |  | 10
| Deer Park (SW) | 4Q09 - 1 unit, 2Q10 - 2 units, 2Q12 - 1 unit |  |  |  | 44
| Baytown (SW) | 1Q11 - 1 unit, 2Q11 - 2 units |  |  |  | 42
| Brazos Valley (GE) | 1Q11 - 2 units |  |  |  | 12
| Westbrook (GE) | 2Q11 - 1 unit, 2Q12 - 1 unit |  |  |  | 15
| Los Medanos (GE) | 2Q11 - 2 units |  |  |  | 12
| Delta (SW) | 2Q08 - 1 unit |  |  |  | 15
| Hermiston (SW) | 4Q11 - 2 units |  |  |  | 19
| Pastoria (GE) | 2Q12 - 2 units |  |  |  | 20
| Magic Valley (SW) | 2Q13 - 1 unit |  |  |  | 10
| Magic Valley (SW) | 2Q14 - 1 unit |  |  |  | 10
209
| SW total | 13 units
| GE total | 8 units
| Outstanding: | Committed but not yet complete
| SW total | 3 units

## CPN Portfolio 01.03.17 (hidden)
Table of Operating Power Plants and Projects Under Construction and Advanced Development as of January 3, 2017
[7 empty] | Calpine Net | Calpine Net
|  |  |  | U.S. State or |  | Calpine | Interest | Interest With
|  |  | NERC | Canadian |  | Interest | Baseload | Peaking
| SEGMENT /Power Plant |  | Region | Province | Technology | Percentage | (MW) (1)(3) | (MW) (2)(3) |  |  | Count of Plants
| WEST | [7 empty] | Count
Geothermal
| McCabe #5 & #6 |  | WECC | CA | Renewable | 100% | 84 | 84 | 1 |  | 1
| Ridge Line #7 & #8 |  | WECC | CA | Renewable | 100% | 76 | 76 | 2 |  | 2
| Calistoga |  | WECC | CA | Renewable | 100% | 69 | 69 | 3 |  | 3
| Eagle Rock |  | WECC | CA | Renewable | 100% | 68 | 68 | 4 |  | 4
| Big Geysers |  | WECC | CA | Renewable | 100% | 61 | 61 | 5 |  | 5
| Lake View |  | WECC | CA | Renewable | 100% | 54 | 54 | 8 |  | 6
| Quicksilver |  | WECC | CA | Renewable | 100% | 53 | 53 | 6 |  | 7
| Sonoma |  | WECC | CA | Renewable | 100% | 53 | 53 | 12 |  | 8
| Cobb Creek |  | WECC | CA | Renewable | 100% | 51 | 51 | 7 |  | 9
| Socrates |  | WECC | CA | Renewable | 100% | 50 | 50 | 9 |  | 10
| Sulphur Springs |  | WECC | CA | Renewable | 100% | 47 | 47 | 10 |  | 11
| Grant |  | WECC | CA | Renewable | 100% | 41 | 41 | 11 |  | 12
| Aidlin |  | WECC | CA | Renewable | 100% | 18 | 18 | #REF! |  | 13
Natural Gas-Fired
| Delta Energy Center |  | WECC | CA | Combined Cycle | 100% | 835 | 857 | #REF! |  | 14
| Pastoria Energy Facility |  | WECC | CA | Combined Cycle | 100% | 770 | 749 | #REF! |  | 15
| Hermiston Power Project |  | WECC | OR | Combined Cycle | 100% | 566 | 635 | #REF! |  | 16
| Otay Mesa Energy Center |  | WECC | CA | Combined Cycle | 100% | 513 | 608 | #REF! |  | 17
| Metcalf Energy Center |  | WECC | CA | Combined Cycle | 100% | 564 | 605 | #REF! |  | 18
| Sutter Energy Center(4) |  | WECC | CA | Combined Cycle | 100% | 542 | 578 | #REF! |  | 19
| Los Medanos Energy Center |  | WECC | CA | Cogen | 100% | 518 | 572 | #REF! |  | 20
| South Point Energy Center(5) |  | WECC | AZ | Combined Cycle | 100% | 520 | 530 | #REF! |  | 21
| Russell City Energy Center |  | WECC | CA | Combined Cycle | 75% | 429 | 464.25 |  |  | 22
| Los Esteros Critical Energy Facility |  | WECC | CA | Combined Cycle | 100% | 243 | 309 | 6 |  | 23
| Gilroy Energy Center |  | WECC | CA | Simple Cycle | 100% | 0 | 141 | #REF! |  | 24
| Gilroy Cogeneration Plant |  | WECC | CA | Cogen | 100% | 109 | 130 | #REF! |  | 25
| King City Cogeneration Plant |  | WECC | CA | Cogen | 100% | 120 | 120 | #REF! |  | 26
| Wolfskill Energy Center |  | WECC | CA | Simple Cycle | 100% | 0 | 48 | #REF! |  | 27
| Yuba City Energy Center |  | WECC | CA | Simple Cycle | 100% | 0 | 47 | #REF! |  | 28
| Feather River Energy Center |  | WECC | CA | Simple Cycle | 100% | 0 | 47 | #REF! |  | 29
| Creed Energy Center |  | WECC | CA | Simple Cycle | 100% | 0 | 47 | #REF! |  | 30
| Lambie Energy Center |  | WECC | CA | Simple Cycle | 100% | 0 | 47 | #REF! |  | 31
| Goose Haven Energy Center |  | WECC | CA | Simple Cycle | 100% | 0 | 47 | #REF! |  | 32
| Riverview Energy Center |  | WECC | CA | Simple Cycle | 100% | 0 | 47 | #REF! |  | 33
| King City Peaking Energy Center |  | WECC | CA | Simple Cycle | 100% | 0 | 44 | #REF! |  | 34
| Agnews Power Plant |  | WECC | CA | Combined Cycle | 100% | 28 | 28 | #REF! |  | 35
| Subtotal | [5 empty] | 6482 | 7425.25 | #REF!
TEXAS
| Deer Park Energy Center |  | TRE | TX | Cogen | 100% | 1103 | 1204 |  |  | 36
| Guadalupe Energy Center |  | TRE | TX | Combined Cycle | 100% | 1009 | 1000 |  |  | 37
| Baytown Energy Center |  | TRE | TX | Cogen | 100% | 782 | 842 | #REF! |  | 38
| Channel Energy Center |  | TRE | TX | Cogen | 100% | 723 | 808 | #REF! |  | 39
| Pasadena Power Plant(6) |  | TRE | TX | Cogen/Combined Cycle | 100% | 763 | 781 | #REF! |  | 40
| Bosque Energy Center |  | TRE | TX | Combined Cycle | 100% | 740 | 762 |  |  | 41
| Freestone Energy Center |  | TRE | TX | Combined Cycle | 75% | 779 | 746 | #REF! |  | 42
| Magic Valley Generating Station |  | TRE | TX | Combined Cycle | 100% | 682 | 712 | #REF! |  | 43
| Brazos Valley Power Plant |  | TRE | TX | Combined Cycle | 100% | 523 | 609 | #REF! |  | 44
| Corpus Christi Energy Center |  | TRE | TX | Cogen | 100% | 426 | 500 | #REF! |  | 45
| Texas City Power Plant |  | TRE | TX | Cogen | 100% | 400 | 453 | #REF! |  | 46
| Clear Lake Power Plant (7) |  | TRE | TX | Cogen | 100% | 344 | 400 | #REF! |  | 47
| Hidalgo Energy Center |  | TRE | TX | Combined Cycle | 78.5% | 392 | 374 | #REF! |  | 48
| Freeport Energy Center(8) |  | TRE | TX | Cogen | 100% | 210 | 236 | #REF! |  | 49
| Subtotal | [5 empty] | 8876 | 9427 | #REF!
EAST
| Bethlehem Energy Center |  | RFC | PA | Combined Cycle | 100% | 1062 | 1130 |  |  | 50
| Hay Road Energy Center |  | RFC | DE | Combined Cycle | 100% | 1039 | 1130 | #REF! |  | 51
| Morgan Energy Center |  | SERC | AL | Cogen | 100% | 720 | 807 | #REF! |  | 52
| Fore River Energy Center |  | NPCC | MA | Combined Cycle | 100% | 750 | 731 |  |  | 53
| Edge Moor Energy Center |  | RFC | DE | Steam Cycle | 100% | 0 | 725 | #REF! |  | 54
| Granite Ridge Energy Center |  | NPCC | NH | Combined Cycle | 100% | 745 | 695 |  |  | 55
| York Energy Center |  | RFC | PA | Combined Cycle | 100% | 518.5 | 565 | #REF! |  | 56
| Westbrook Energy Center |  | NPCC | ME | Combined Cycle | 100% | 552 | 552 |  |  | 57
| Greenfield Energy Centre(9) |  | NPCC | ON | Combined Cycle | 50% | 422 | 519 | #REF! |  | 58
| RockGen Energy Center |  | MRO | WI | Simple Cycle | 100% | 0 | 503 | #REF! |  | 59
| Zion Energy Center |  | RFC | IL | Simple Cycle | 100% | 0 | 503 | #REF! |  | 60
| Garrison Energy Center |  | RFC | DE | Combined Cycle | 100% | 273 | 309 |  |  | 61
| Pine Bluff Energy Center |  | SERC | AR | Cogen | 100% | 184 | 215 | #REF! |  | 62
| Cumberland Energy Center |  | RFC | NJ | Simple Cycle | 100% | 0 | 191 | #REF! |  | 63
| Kennedy International Airport Power Plant |  | NPCC | NY | Cogen | 100% | 110 | 121 | #REF! |  | 64
| Auburndale Peaking Energy Center |  | FRCC | FL | Simple Cycle | 100% | 0 | 117 | #REF! |  | 65
| Sherman Avenue Energy Center |  | RFC | NJ | Simple Cycle | 100% | 0 | 92 | #REF! |  | 66
| Bethpage Energy Center 3 |  | NPCC | NY | Combined Cycle | 100% | 60 | 80 | #REF! |  | 67
| Carll's Corner Energy Center |  | RFC | NJ | Simple Cycle | 100% | 0 | 73 | #REF! |  | 68
| Mickleton Energy Center |  | RFC | NJ | Simple Cycle | 100% | 0 | 67 | #REF! |  | 69
| Bethpage Power Plant |  | NPCC | NY | Combined Cycle | 100% | 55 | 56 | #REF! |  | 70
| Christiana Energy Center |  | RFC | DE | Simple Cycle | 100% | 0 | 53 | #REF! |  | 71
| Bethpage Peaker |  | NPCC | NY | Simple Cycle | 100% | 0 | 48 | #REF! |  | 72
| Stony Brook Power Plant |  | NPCC | NY | Cogen | 100% | 45 | 47 | #REF! |  | 73
| Tasley Energy Center |  | RFC | VA | Simple Cycle | 100% | 0 | 33 | #REF! |  | 74
| Whitby Cogeneration(10) |  | NPCC | ON | Cogen | 50% | 25 | 25 | #REF! |  | 75
| Delaware City Energy Center |  | RFC | DE | Simple Cycle | 100% | 0 | 23 | #REF! |  | 76
| West Energy Center |  | RFC | DE | Simple Cycle | 100% | 0 | 20 | #REF! |  | 77
| Bayview Energy Center |  | RFC | VA | Simple Cycle | 100% | 0 | 12 | #REF! |  | 78
| Crisfield Energy Center |  | RFC | MD | Simple Cycle | 100% | 0 | 10 | #REF! |  | 79
| Vineland Solar Energy Center |  | RFC | NJ | Renewable | 100% | 0 | 4 | #REF! |  | 80 | Total number of plants
| Subtotal | [5 empty] | 6560.5 | 9456 | #REF! | Total count of pwr plants
| Total operating power plants | 80 |  |  |  |  | 21918.5 | 26308.25
Projects Under Construction and Advanced Development
Projects under construction
| York 2 Energy Center |  | RFC | PA | Combined Cycle | 100% | 736 | 828 | #REF!
Projects under advanced development
| Guadalupe Peaking Energy Center (11) |  | TRE | TX | Simple Cycle | 100% | 0 | 418
| Total operating power plants and projects under construction and advanced development | [5 empty] | 22654.5 | 27554.25
-1 | Natural gas-fired fleet capacities are generally derived on as-built as-designed outputs, including upgrades, based on site specific annual average temperatures and average process steam flows for cogeneration power plants, as applicable. Geothermal capacities are derived from historical generation output and steam reservoir modeling under average ambient conditions (temperatures and rainfall).
-2 | Natural gas-fired fleet peaking capacities are primarily derived on as-built as-designed peaking outputs based on site specific average summer temperatures and include power enhancement features such as heat recovery steam generator duct-firing, gas turbine power augmentation, and/or other power augmentation features. For certain power plants with definitive contracts, capacities at contract conditions have been included. Oil-fired capacities reflect capacity test results.
-3 | These outputs do not factor in the typical MW loss and recovery profiles over time, which natural-gas fired turbine power plants display associated with their planned major maintenance schedules.
-4 | We suspended operations at our Sutter Energy Center to assess the future of the facility.
-5 | We have entered into an agreement to sell South Point Energy Center which is expected to close in the first quarter of 2017. South Point Unit 2 experienced a combustion turbine outage in the Fall of 2015 and we are currently evaluating the timing of repairs in light of the impending sale. Further, the balance of the facility is not currently operating, however, it can be operated at our discretion based on market conditions.
-6 | Pasadena is comprised of 260 MW of cogen technology and 521 MW of combined cycle (non-cogen) technology.
-7 | We retired our Clear Lake Power Plant on February 1, 2017.
-8 | Freeport Energy Center is owned by Calpine; however, it is contracted and operated by The Dow Chemical Company.
-9 | Calpine holds a 50% partnership interest in Greenfield LP through its subsidiaries; however, it is operated by a third party.
-10 | Calpine holds a 50% partnership interest in Whitby Cogeneration through its subsidiaries; however, it is operated by Atlantic Packaging Products Ltd.
-11 | In accordance with a power purchase agreement, a third party will purchase a 50% ownership interest in this power plant upon achieving commercial operation.

## Recon Peaking 01.03.17 (hidden)
Table of Operating Power Plants and Projects Under Advanced Development/Construction Recon
|  | West | Texas | East |  | Total | Check | Notes
| Operating MW Capacities at 10.26.16: | 7425.25 | 9427 | 10055 |  | 26907.25
| Sale of Osprey Power Plant |  |  | -599 |  | -599
| Operating MW Capacities at 01.03.17: | 7425.25 | 9427 | 9456 | 0 | 26308.25 | 0
Proj under advanced development and construction:
Projects under construction
| York 2 Energy Center Upgrades | 0 | 0 | 68 |  | 68
| York 2 Energy Center | 0 | 0 | 760 |  | 760
| Total under construction | 0 | 0 | 828 | 0 | 828
Proj under advanced development
| Guadalupe Peaking Energy Center |  | 418 |  |  | 418
| Total under construction/ advanced development | 0 | 418 | 828 | 0 | 1246
| Grand Total Net Peak Interest | 7425.25 | 9845 | 10284 |  | 27554.25 | 0
~MW Upgrade
| Pasadena (SW) | 2Q10 - 1 unit |  |  |  | 10
| Deer Park (SW) | 4Q09 - 1 unit, 2Q10 - 2 units, 2Q12 - 1 unit |  |  |  | 44
| Baytown (SW) | 1Q11 - 1 unit, 2Q11 - 2 units |  |  |  | 42
| Brazos Valley (GE) | 1Q11 - 2 units |  |  |  | 12
| Westbrook (GE) | 2Q11 - 1 unit, 2Q12 - 1 unit |  |  |  | 15
| Los Medanos (GE) | 2Q11 - 2 units |  |  |  | 12
| Delta (SW) | 2Q08 - 1 unit |  |  |  | 15
| Hermiston (SW) | 4Q11 - 2 units |  |  |  | 19
| Pastoria (GE) | 2Q12 - 2 units |  |  |  | 20
| Magic Valley (SW) | 2Q13 - 1 unit |  |  |  | 10
| Magic Valley (SW) | 2Q14 - 1 unit |  |  |  | 10
209
| SW total | 13 units
| GE total | 8 units
| Outstanding: | Committed but not yet complete
| SW total | 3 units

## Recon Baseload 01.03.17 (hidden)
Table of Operating Power Plants and Projects Under Advanced Development/Construction Recon
|  | West | Texas | East |  | Total | Check | Notes
| Operating MW Capacities at 10.26.16: | 6482 | 8876 | 7097.5 |  | 22455.5
| Sale of Osprey Power Plant |  |  | -537 |  | -537
| Operating MW Capacities at 01.03.17: | 6482 | 8876 | 6560.5 | 0 | 21918.5 | 0
Proj under construction and advanced development :
Projects under construction
| York 2 Energy Center Upgrades | 0 | 0 | 68 |  | 68
| York 2 Energy Center | 0 | 0 | 668 |  | 668
| Total under construction | 0 | 0 | 736 | 0 | 736
Proj under advanced development
| Guadalupe Peaking Energy Center |  | 0 |  |  | 0
| Total under construction/advanced development | 0 | 0 | 0 | 0 | 0
| Grand Total Net Base load Interest | 6482 | 8876 | 7296.5 | 0 | 22654.5 | 0
~MW Upgrade
| Pasadena (SW) | 2Q10 - 1 unit |  |  |  | 10
| Deer Park (SW) | 4Q09 - 1 unit, 2Q10 - 2 units, 2Q12 - 1 unit |  |  |  | 44
| Baytown (SW) | 1Q11 - 1 unit, 2Q11 - 2 units |  |  |  | 42
| Brazos Valley (GE) | 1Q11 - 2 units |  |  |  | 12
| Westbrook (GE) | 2Q11 - 1 unit, 2Q12 - 1 unit |  |  |  | 15
| Los Medanos (GE) | 2Q11 - 2 units |  |  |  | 12
| Delta (SW) | 2Q08 - 1 unit |  |  |  | 15
| Hermiston (SW) | 4Q11 - 2 units |  |  |  | 19
| Pastoria (GE) | 2Q12 - 2 units |  |  |  | 20
| Magic Valley (SW) | 2Q13 - 1 unit |  |  |  | 10
| Magic Valley (SW) | 2Q14 - 1 unit |  |  |  | 10
209
| SW total | 13 units
| GE total | 8 units
| Outstanding: | Committed but not yet complete
| SW total | 3 units

## CPN Portfolio 10.26.16 (hidden)
Table of Operating Power Plants and Projects Under Construction and Advanced Development as of October 26, 2016
[7 empty] | Calpine Net | Calpine Net
|  |  |  | U.S. State or |  | Calpine | Interest | Interest With
|  |  | NERC | Canadian |  | Interest | Baseload | Peaking
| SEGMENT /Power Plant |  | Region | Province | Technology | Percentage | (MW) (1)(3) | (MW) (2)(3) |  |  | Count of Plants
| WEST | [7 empty] | Count
Geothermal
| McCabe #5 & #6 |  | WECC | CA | Renewable | 100% | 84 | 84 | 1 |  | 1
| Ridge Line #7 & #8 |  | WECC | CA | Renewable | 100% | 76 | 76 | 2 |  | 2
| Calistoga |  | WECC | CA | Renewable | 100% | 69 | 69 | 3 |  | 3
| Eagle Rock |  | WECC | CA | Renewable | 100% | 68 | 68 | 4 |  | 4
| Big Geysers |  | WECC | CA | Renewable | 100% | 61 | 61 | 5 |  | 5
| Lake View |  | WECC | CA | Renewable | 100% | 54 | 54 | 8 |  | 6
| Quicksilver |  | WECC | CA | Renewable | 100% | 53 | 53 | 6 |  | 7
| Sonoma |  | WECC | CA | Renewable | 100% | 53 | 53 | 12 |  | 8
| Cobb Creek |  | WECC | CA | Renewable | 100% | 51 | 51 | 7 |  | 9
| Socrates |  | WECC | CA | Renewable | 100% | 50 | 50 | 9 |  | 10
| Sulphur Springs |  | WECC | CA | Renewable | 100% | 47 | 47 | 10 |  | 11
| Grant |  | WECC | CA | Renewable | 100% | 41 | 41 | 11 |  | 12
| Aidlin |  | WECC | CA | Renewable | 100% | 18 | 18 | #REF! |  | 13
Natural Gas-Fired
| Delta Energy Center |  | WECC | CA | Combined Cycle | 100% | 835 | 857 | #REF! |  | 14
| Pastoria Energy Facility |  | WECC | CA | Combined Cycle | 100% | 770 | 749 | #REF! |  | 15
| Hermiston Power Project |  | WECC | OR | Combined Cycle | 100% | 566 | 635 | #REF! |  | 16
| Otay Mesa Energy Center |  | WECC | CA | Combined Cycle | 100% | 513 | 608 | #REF! |  | 17
| Metcalf Energy Center |  | WECC | CA | Combined Cycle | 100% | 564 | 605 | #REF! |  | 18
| Sutter Energy Center(4) |  | WECC | CA | Combined Cycle | 100% | 542 | 578 | #REF! |  | 19
| Los Medanos Energy Center |  | WECC | CA | Cogen | 100% | 518 | 572 | #REF! |  | 20
| South Point Energy Center(5) |  | WECC | AZ | Combined Cycle | 100% | 520 | 530 | #REF! |  | 21
| Russell City Energy Center |  | WECC | CA | Combined Cycle | 75% | 429 | 464.25 |  |  | 22
| Los Esteros Critical Energy Facility |  | WECC | CA | Combined Cycle | 100% | 243 | 309 | 6 |  | 23
| Gilroy Energy Center |  | WECC | CA | Simple Cycle | 100% | 0 | 141 | #REF! |  | 24
| Gilroy Cogeneration Plant |  | WECC | CA | Cogen | 100% | 109 | 130 | #REF! |  | 25
| King City Cogeneration Plant |  | WECC | CA | Cogen | 100% | 120 | 120 | #REF! |  | 26
| Wolfskill Energy Center |  | WECC | CA | Simple Cycle | 100% | 0 | 48 | #REF! |  | 27
| Yuba City Energy Center |  | WECC | CA | Simple Cycle | 100% | 0 | 47 | #REF! |  | 28
| Feather River Energy Center |  | WECC | CA | Simple Cycle | 100% | 0 | 47 | #REF! |  | 29
| Creed Energy Center |  | WECC | CA | Simple Cycle | 100% | 0 | 47 | #REF! |  | 30
| Lambie Energy Center |  | WECC | CA | Simple Cycle | 100% | 0 | 47 | #REF! |  | 31
| Goose Haven Energy Center |  | WECC | CA | Simple Cycle | 100% | 0 | 47 | #REF! |  | 32
| Riverview Energy Center |  | WECC | CA | Simple Cycle | 100% | 0 | 47 | #REF! |  | 33
| King City Peaking Energy Center |  | WECC | CA | Simple Cycle | 100% | 0 | 44 | #REF! |  | 34
| Agnews Power Plant |  | WECC | CA | Combined Cycle | 100% | 28 | 28 | #REF! |  | 35
| Subtotal | [5 empty] | 6482 | 7425.25 | #REF!
TEXAS
| Deer Park Energy Center |  | TRE | TX | Cogen | 100% | 1103 | 1204 |  |  | 36
| Guadalupe Energy Center |  | TRE | TX | Combined Cycle | 100% | 1009 | 1000 |  |  | 37
| Baytown Energy Center |  | TRE | TX | Cogen | 100% | 782 | 842 | #REF! |  | 38
| Channel Energy Center |  | TRE | TX | Cogen | 100% | 723 | 808 | #REF! |  | 39
| Pasadena Power Plant(6) |  | TRE | TX | Cogen/Combined Cycle | 100% | 763 | 781 | #REF! |  | 40
| Bosque Energy Center |  | TRE | TX | Combined Cycle | 100% | 740 | 762 |  |  | 41
| Freestone Energy Center |  | TRE | TX | Combined Cycle | 75% | 779 | 746 | #REF! |  | 42
| Magic Valley Generating Station |  | TRE | TX | Combined Cycle | 100% | 682 | 712 | #REF! |  | 43
| Brazos Valley Power Plant |  | TRE | TX | Combined Cycle | 100% | 523 | 609 | #REF! |  | 44
| Corpus Christi Energy Center |  | TRE | TX | Cogen | 100% | 426 | 500 | #REF! |  | 45
| Texas City Power Plant |  | TRE | TX | Cogen | 100% | 400 | 453 | #REF! |  | 46
| Clear Lake Power Plant (7) |  | TRE | TX | Cogen | 100% | 344 | 400 | #REF! |  | 47
| Hidalgo Energy Center |  | TRE | TX | Combined Cycle | 78.5% | 392 | 374 | #REF! |  | 48
| Freeport Energy Center(8) |  | TRE | TX | Cogen | 100% | 210 | 236 | #REF! |  | 49
| Subtotal | [5 empty] | 8876 | 9427 | #REF!
EAST
| Bethlehem Energy Center |  | RFC | PA | Combined Cycle | 100% | 1062 | 1130 |  |  | 50
| Hay Road Energy Center |  | RFC | DE | Combined Cycle | 100% | 1039 | 1130 | #REF! |  | 51
| Morgan Energy Center |  | SERC | AL | Cogen | 100% | 720 | 807 | #REF! |  | 52
| Fore River Energy Center |  | NPCC | MA | Combined Cycle | 100% | 750 | 731 |  |  | 53
| Edge Moor Energy Center |  | RFC | DE | Steam Cycle | 100% | 0 | 725 | #REF! |  | 54
| Granite Ridge Energy Center |  | NPCC | NH | Combined Cycle | 100% | 745 | 695 |  |  | 55
| Osprey Energy Center(9) |  | FRCC | FL | Combined Cycle | 100% | 537 | 599 | #REF! |  | 56
| York Energy Center |  | RFC | PA | Combined Cycle | 100% | 518.5 | 565 | #REF! |  | 57
| Westbrook Energy Center |  | NPCC | ME | Combined Cycle | 100% | 552 | 552 |  |  | 58
| Greenfield Energy Centre(10) |  | NPCC | ON | Combined Cycle | 50% | 422 | 519 | #REF! |  | 59
| RockGen Energy Center |  | MRO | WI | Simple Cycle | 100% | 0 | 503 | #REF! |  | 60
| Zion Energy Center |  | RFC | IL | Simple Cycle | 100% | 0 | 503 | #REF! |  | 61
| Garrison Energy Center |  | RFC | DE | Combined Cycle | 100% | 273 | 309 |  |  | 62
| Pine Bluff Energy Center |  | SERC | AR | Cogen | 100% | 184 | 215 | #REF! |  | 63
| Cumberland Energy Center |  | RFC | NJ | Simple Cycle | 100% | 0 | 191 | #REF! |  | 64
| Kennedy International Airport Power Plant |  | NPCC | NY | Cogen | 100% | 110 | 121 | #REF! |  | 65
| Auburndale Peaking Energy Center |  | FRCC | FL | Simple Cycle | 100% | 0 | 117 | #REF! |  | 66
| Sherman Avenue Energy Center |  | RFC | NJ | Simple Cycle | 100% | 0 | 92 | #REF! |  | 67
| Bethpage Energy Center 3 |  | NPCC | NY | Combined Cycle | 100% | 60 | 80 | #REF! |  | 68
| Carll's Corner Energy Center |  | RFC | NJ | Simple Cycle | 100% | 0 | 73 | #REF! |  | 69
| Mickleton Energy Center |  | RFC | NJ | Simple Cycle | 100% | 0 | 67 | #REF! |  | 70
| Bethpage Power Plant |  | NPCC | NY | Combined Cycle | 100% | 55 | 56 | #REF! |  | 71
| Christiana Energy Center |  | RFC | DE | Simple Cycle | 100% | 0 | 53 | #REF! |  | 72
| Bethpage Peaker |  | NPCC | NY | Simple Cycle | 100% | 0 | 48 | #REF! |  | 73
| Stony Brook Power Plant |  | NPCC | NY | Cogen | 100% | 45 | 47 | #REF! |  | 74
| Tasley Energy Center |  | RFC | VA | Simple Cycle | 100% | 0 | 33 | #REF! |  | 75
| Whitby Cogeneration(11) |  | NPCC | ON | Cogen | 50% | 25 | 25 | #REF! |  | 76
| Delaware City Energy Center |  | RFC | DE | Simple Cycle | 100% | 0 | 23 | #REF! |  | 77
| West Energy Center |  | RFC | DE | Simple Cycle | 100% | 0 | 20 | #REF! |  | 78
| Bayview Energy Center |  | RFC | VA | Simple Cycle | 100% | 0 | 12 | #REF! |  | 79
| Crisfield Energy Center |  | RFC | MD | Simple Cycle | 100% | 0 | 10 | #REF! |  | 80
| Vineland Solar Energy Center |  | RFC | NJ | Renewable | 100% | 0 | 4 | #REF! |  | 81 | Total number of plants
| Subtotal | [5 empty] | 7097.5 | 10055 | #REF! | Total count of pwr plants
| Total operating power plants | 81 |  |  |  |  | 22455.5 | 26907.25
Projects Under Construction and Advanced Development
Projects under construction
| York 2 Energy Center |  | RFC | PA | Combined Cycle | 100% | 736 | 828 | #REF!
Projects under advanced development
| Guadalupe Peaking Energy Center (12) |  | TRE | TX | Simple Cycle | 100% | 0 | 418
| Total operating power plants and projects under construction and advanced development | [5 empty] | 23191.5 | 28153.25
-1 | Natural gas-fired fleet capacities are generally derived on as-built as-designed outputs, including upgrades, based on site specific annual average temperatures and average process steam flows for cogeneration power plants, as applicable. Geothermal capacities are derived from historical generation output and steam reservoir modeling under average ambient conditions (temperatures and rainfall).
-2 | Natural gas-fired fleet peaking capacities are primarily derived on as-built as-designed peaking outputs based on site specific average summer temperatures and include power enhancement features such as heat recovery steam generator duct-firing, gas turbine power augmentation, and/or other power augmentation features. For certain power plants with definitive contracts, capacities at contract conditions have been included. Oil-fired capacities reflect capacity test results.
-3 | These outputs do not factor in the typical MW loss and recovery profiles over time, which natural-gas fired turbine power plants display associated with their planned major maintenance schedules.
-4 | We suspended operations at our Sutter Energy Center to assess the future of the facility.
-5 | We have entered into an agreement to sell South Point Energy Center which is expected to close in the first quarter of 2017. South Point Unit 2 experienced a combustion turbine outage in the Fall of 2015 and we are currently evaluating the timing of repairs in light of the impending sale. Further, the balance of facility is not currently operating, however, it can be operated at our discretion based on market conditions.
-6 | Pasadena is comprised of 260 MW of cogen technology and 521 MW of combined cycle (non-cogen) technology.
-7 | We suspended operations on one of the units at our Clear Lake Power Plant which reduced the baseload and peaking operating capacities by 102 MW and 92 MW, respectively. We notified ERCOT during the third quarter of 2016 of our decision to retire our Clear Lake Power Plant which they approved. We intend to retire our Clear Lake Power Plant by February 2017.
-8 | Freeport Energy Center is owned by Calpine; however, it is contracted and operated by The Dow Chemical Company.
-9 | We have entered into an asset sale agreement with Duke Energy Florida, Inc. for the sale of Osprey Energy Center in January 2017.
-10 | Calpine holds a 50% partnership interest in Greenfield LP through its subsidiaries; however, it is operated by a third party.
-11 | Calpine holds a 50% partnership interest in Whitby Cogeneration through its subsidiaries; however, it is operated by Atlantic Packaging Products Ltd.
-12 | In accordance with a power purchase agreement, a third party will purchase a 50% ownership interest in this power plant upon achieving commercial operation.

## Recon Peaking 10.26.16 (hidden)
Table of Operating Power Plants and Projects Under Advanced Development/Construction Recon
|  | West | Texas | East |  | Total | Check | Notes
| Operating MW Capacities at 9.30.16: | 7425.25 | 9427 | 10430 |  | 27282.25
| Retirement of West Ford Flat | -27 |  |  |  | -27
| McCabe #5 & #6 | -1 |  |  |  | -1
| Ridge Line #7 & #8 | -2 |  |  |  | -2
| Calistoga | 3 |  |  |  | 3
| Eagle Rock | 4 |  |  |  | 4
| Big Geysers | 1 |  |  |  | 1
| Lake View | 5 |  |  |  | 5
| Socrates | 1 |  |  |  | 1
| Sonoma | 16 |  |  |  | 16
| Sale of Mankato Power Plant |  |  | -375 |  | -375
| Operating MW Capacities at 10.26.16: | 7425.25 | 9427 | 10055 | 0 | 26907.25 | 0
Proj under advanced development and construction:
Projects under construction
| York 2 Energy Center Upgrades | 0 | 0 | 68 |  | 68
| York 2 Energy Center | 0 | 0 | 760 |  | 760
| Total under construction | 0 | 0 | 828 | 0 | 828
Proj under advanced development
| Guadalupe Peaking Energy Center |  | 418 |  |  | 418
| Mankato Energy Center II |  |  | 345 |  | 345
| Sale of Mankato Energy Center II |  |  | -345 |  | -345
| Total under construction/ advanced development | 0 | 418 | 828 | 0 | 1246
| Grand Total Net Peak Interest | 7425.25 | 9845 | 10883 |  | 28153.25 | 0
~MW Upgrade
| Pasadena (SW) | 2Q10 - 1 unit |  |  |  | 10
| Deer Park (SW) | 4Q09 - 1 unit, 2Q10 - 2 units, 2Q12 - 1 unit |  |  |  | 44
| Baytown (SW) | 1Q11 - 1 unit, 2Q11 - 2 units |  |  |  | 42
| Brazos Valley (GE) | 1Q11 - 2 units |  |  |  | 12
| Westbrook (GE) | 2Q11 - 1 unit, 2Q12 - 1 unit |  |  |  | 15
| Los Medanos (GE) | 2Q11 - 2 units |  |  |  | 12
| Delta (SW) | 2Q08 - 1 unit |  |  |  | 15
| Hermiston (SW) | 4Q11 - 2 units |  |  |  | 19
| Pastoria (GE) | 2Q12 - 2 units |  |  |  | 20
| Magic Valley (SW) | 2Q13 - 1 unit |  |  |  | 10
| Magic Valley (SW) | 2Q14 - 1 unit |  |  |  | 10
209
| SW total | 13 units
| GE total | 8 units
| Outstanding: | Committed but not yet complete
| SW total | 3 units

## Recon Baseload 10.26.16 (hidden)
Table of Operating Power Plants and Projects Under Advanced Development/Construction Recon
|  | West | Texas | East |  | Total | Check | Notes
| Operating MW Capacities at 9.30.16: | 6482 | 8876 | 7377.5 |  | 22735.5
| Retirement of West Ford Flat | -27 |  |  |  | -27
| McCabe #5 & #6 | -1 |  |  |  | -1
| Ridge Line #7 & #8 | -2 |  |  |  | -2
| Calistoga | 3 |  |  |  | 3
| Eagle Rock | 4 |  |  |  | 4
| Big Geysers | 1 |  |  |  | 1
| Lake View | 5 |  |  |  | 5
| Socrates | 1 |  |  |  | 1
| Sonoma | 16 |  |  |  | 16
| Sale of Mankato Power Plant |  |  | -280 |  | -280
| Operating MW Capacities at 10.26.16: | 6482 | 8876 | 7097.5 | 0 | 22455.5 | 0
Proj under construction and advanced development :
Projects under construction
| York 2 Energy Center Upgrades | 0 | 0 | 68 |  | 68
| York 2 Energy Center | 0 | 0 | 668 |  | 668
| Total under construction | 0 | 0 | 736 | 0 | 736
Proj under advanced development
| Guadalupe Peaking Energy Center |  | 0 |  |  | 0
| Mankato Energy Center II |  |  | 280 |  | 280
| Sale of Mankato Energy Center II |  |  | -280 |  | -280
| Total under construction/advanced development | 0 | 0 | 0 | 0 | 0
| Grand Total Net Base load Interest | 6482 | 8876 | 7833.5 | 0 | 23191.5 | 0
~MW Upgrade
| Pasadena (SW) | 2Q10 - 1 unit |  |  |  | 10
| Deer Park (SW) | 4Q09 - 1 unit, 2Q10 - 2 units, 2Q12 - 1 unit |  |  |  | 44
| Baytown (SW) | 1Q11 - 1 unit, 2Q11 - 2 units |  |  |  | 42
| Brazos Valley (GE) | 1Q11 - 2 units |  |  |  | 12
| Westbrook (GE) | 2Q11 - 1 unit, 2Q12 - 1 unit |  |  |  | 15
| Los Medanos (GE) | 2Q11 - 2 units |  |  |  | 12
| Delta (SW) | 2Q08 - 1 unit |  |  |  | 15
| Hermiston (SW) | 4Q11 - 2 units |  |  |  | 19
| Pastoria (GE) | 2Q12 - 2 units |  |  |  | 20
| Magic Valley (SW) | 2Q13 - 1 unit |  |  |  | 10
| Magic Valley (SW) | 2Q14 - 1 unit |  |  |  | 10
209
| SW total | 13 units
| GE total | 8 units
| Outstanding: | Committed but not yet complete
| SW total | 3 units

## CPN Portfolio 9.30.16 (hidden)
Table of Operating Power Plants and Projects Under Construction and Advanced Development as of September 30, 2016
[7 empty] | Calpine Net | Calpine Net
|  |  |  | U.S. State or |  | Calpine | Interest | Interest With
|  |  | NERC | Canadian |  | Interest | Baseload | Peaking
| SEGMENT /Power Plant |  | Region | Province | Technology | Percentage | (MW) (1)(3) | (MW) (2)(3) |  |  | Count of Plants
| WEST | [7 empty] | Count
Geothermal
| McCabe #5 & #6 |  | WECC | CA | Renewable | 100% | 85 | 85 | 1 |  | 1
| Ridge Line #7 & #8 |  | WECC | CA | Renewable | 100% | 78 | 78 | 2 |  | 2
| Calistoga |  | WECC | CA | Renewable | 100% | 66 | 66 | 3 |  | 3
| Eagle Rock |  | WECC | CA | Renewable | 100% | 64 | 64 | 4 |  | 4
| Big Geysers |  | WECC | CA | Renewable | 100% | 60 | 60 | 5 |  | 5
| Quicksilver |  | WECC | CA | Renewable | 100% | 53 | 53 | 6 |  | 6
| Cobb Creek |  | WECC | CA | Renewable | 100% | 51 | 51 | 7 |  | 7
| Lake View |  | WECC | CA | Renewable | 100% | 49 | 49 | 8 |  | 8
| Socrates |  | WECC | CA | Renewable | 100% | 49 | 49 | 9 |  | 9
| Sulphur Springs |  | WECC | CA | Renewable | 100% | 47 | 47 | 10 |  | 10
| Grant |  | WECC | CA | Renewable | 100% | 41 | 41 | 11 |  | 11
| Sonoma |  | WECC | CA | Renewable | 100% | 37 | 37 | 12 |  | 12
| West Ford Flat |  | WECC | CA | Renewable | 100% | 27 | 27 | 13 |  | 13
| Aidlin |  | WECC | CA | Renewable | 100% | 18 | 18 | 14 |  | 14
Natural Gas-Fired
| Delta Energy Center |  | WECC | CA | Combined Cycle | 100% | 835 | 857 | #REF! |  | 15
| Pastoria Energy Facility |  | WECC | CA | Combined Cycle | 100% | 770 | 749 | #REF! |  | 16
| Hermiston Power Project |  | WECC | OR | Combined Cycle | 100% | 566 | 635 | #REF! |  | 17
| Otay Mesa Energy Center |  | WECC | CA | Combined Cycle | 100% | 513 | 608 | #REF! |  | 18
| Metcalf Energy Center |  | WECC | CA | Combined Cycle | 100% | 564 | 605 | #REF! |  | 19
| Sutter Energy Center(4) |  | WECC | CA | Combined Cycle | 100% | 542 | 578 | #REF! |  | 20
| Los Medanos Energy Center |  | WECC | CA | Cogen | 100% | 518 | 572 | #REF! |  | 21
| South Point Energy Center(5) |  | WECC | AZ | Combined Cycle | 100% | 520 | 530 | #REF! |  | 22
| Russell City Energy Center |  | WECC | CA | Combined Cycle | 75% | 429 | 464.25 |  |  | 23
| Los Esteros Critical Energy Facility |  | WECC | CA | Combined Cycle | 100% | 243 | 309 | 6 |  | 24
| Gilroy Energy Center |  | WECC | CA | Simple Cycle | 100% | 0 | 141 | #REF! |  | 25
| Gilroy Cogeneration Plant |  | WECC | CA | Cogen | 100% | 109 | 130 | #REF! |  | 26
| King City Cogeneration Plant |  | WECC | CA | Cogen | 100% | 120 | 120 | #REF! |  | 27
| Wolfskill Energy Center |  | WECC | CA | Simple Cycle | 100% | 0 | 48 | #REF! |  | 28
| Yuba City Energy Center |  | WECC | CA | Simple Cycle | 100% | 0 | 47 | #REF! |  | 29
| Feather River Energy Center |  | WECC | CA | Simple Cycle | 100% | 0 | 47 | #REF! |  | 30
| Creed Energy Center |  | WECC | CA | Simple Cycle | 100% | 0 | 47 | #REF! |  | 31
| Lambie Energy Center |  | WECC | CA | Simple Cycle | 100% | 0 | 47 | #REF! |  | 32
| Goose Haven Energy Center |  | WECC | CA | Simple Cycle | 100% | 0 | 47 | #REF! |  | 33
| Riverview Energy Center |  | WECC | CA | Simple Cycle | 100% | 0 | 47 | #REF! |  | 34
| King City Peaking Energy Center |  | WECC | CA | Simple Cycle | 100% | 0 | 44 | #REF! |  | 35
| Agnews Power Plant |  | WECC | CA | Combined Cycle | 100% | 28 | 28 | #REF! |  | 36
| Subtotal | [5 empty] | 6482 | 7425.25 | #REF!
TEXAS
| Deer Park Energy Center |  | TRE | TX | Cogen | 100% | 1103 | 1204 |  |  | 37
| Guadalupe Energy Center |  | TRE | TX | Combined Cycle | 100% | 1009 | 1000 |  |  | 38
| Baytown Energy Center |  | TRE | TX | Cogen | 100% | 782 | 842 | #REF! |  | 39
| Channel Energy Center |  | TRE | TX | Cogen | 100% | 723 | 808 | #REF! |  | 40
| Pasadena Power Plant(6) |  | TRE | TX | Cogen/Combined Cycle | 100% | 763 | 781 | #REF! |  | 41
| Bosque Energy Center |  | TRE | TX | Combined Cycle | 100% | 740 | 762 |  |  | 42
| Freestone Energy Center |  | TRE | TX | Combined Cycle | 75% | 779 | 746 | #REF! |  | 43
| Magic Valley Generating Station |  | TRE | TX | Combined Cycle | 100% | 682 | 712 | #REF! |  | 44
| Brazos Valley Power Plant |  | TRE | TX | Combined Cycle | 100% | 523 | 609 | #REF! |  | 45
| Corpus Christi Energy Center |  | TRE | TX | Cogen | 100% | 426 | 500 | #REF! |  | 46
| Texas City Power Plant |  | TRE | TX | Cogen | 100% | 400 | 453 | #REF! |  | 47
| Clear Lake Power Plant (7) |  | TRE | TX | Cogen | 100% | 344 | 400 | #REF! |  | 48
| Hidalgo Energy Center |  | TRE | TX | Combined Cycle | 78.5% | 392 | 374 | #REF! |  | 49
| Freeport Energy Center(8) |  | TRE | TX | Cogen | 100% | 210 | 236 | #REF! |  | 50
| Subtotal | [5 empty] | 8876 | 9427 | #REF!
EAST
| Bethlehem Energy Center |  | RFC | PA | Combined Cycle | 100% | 1062 | 1130 |  |  | 51
| Hay Road Energy Center |  | RFC | DE | Combined Cycle | 100% | 1039 | 1130 | #REF! |  | 52
| Morgan Energy Center |  | SERC | AL | Cogen | 100% | 720 | 807 | #REF! |  | 53
| Fore River Energy Center |  | NPCC | MA | Combined Cycle | 100% | 750 | 731 |  |  | 54
| Edge Moor Energy Center |  | RFC | DE | Steam Cycle | 100% | 0 | 725 | #REF! |  | 55
| Granite Ridge Energy Center |  | NPCC | NH | Combined Cycle | 100% | 745 | 695 |  |  | 56
| Osprey Energy Center(9) |  | FRCC | FL | Combined Cycle | 100% | 537 | 599 | #REF! |  | 57
| York Energy Center |  | RFC | PA | Combined Cycle | 100% | 518.5 | 565 | #REF! |  | 58
| Westbrook Energy Center |  | NPCC | ME | Combined Cycle | 100% | 552 | 552 |  |  | 59
| Greenfield Energy Centre(10) |  | NPCC | ON | Combined Cycle | 50% | 422 | 519 | #REF! |  | 60
| RockGen Energy Center |  | MRO | WI | Simple Cycle | 100% | 0 | 503 | #REF! |  | 61
| Zion Energy Center |  | RFC | IL | Simple Cycle | 100% | 0 | 503 | #REF! |  | 62
| Mankato Power Plant (11) |  | MRO | MN | Combined Cycle | 100% | 280 | 375 | #REF! |  | 63
| Garrison Energy Center |  | RFC | DE | Combined Cycle | 100% | 273 | 309 |  |  | 64
| Pine Bluff Energy Center |  | SERC | AR | Cogen | 100% | 184 | 215 | #REF! |  | 65
| Cumberland Energy Center |  | RFC | NJ | Simple Cycle | 100% | 0 | 191 | #REF! |  | 66
| Kennedy International Airport Power Plant |  | NPCC | NY | Cogen | 100% | 110 | 121 | #REF! |  | 67
| Auburndale Peaking Energy Center |  | FRCC | FL | Simple Cycle | 100% | 0 | 117 | #REF! |  | 68
| Sherman Avenue Energy Center |  | RFC | NJ | Simple Cycle | 100% | 0 | 92 | #REF! |  | 69
| Bethpage Energy Center 3 |  | NPCC | NY | Combined Cycle | 100% | 60 | 80 | #REF! |  | 70
| Carll's Corner Energy Center |  | RFC | NJ | Simple Cycle | 100% | 0 | 73 | #REF! |  | 71
| Mickleton Energy Center |  | RFC | NJ | Simple Cycle | 100% | 0 | 67 | #REF! |  | 72
| Bethpage Power Plant |  | NPCC | NY | Combined Cycle | 100% | 55 | 56 | #REF! |  | 73
| Christiana Energy Center |  | RFC | DE | Simple Cycle | 100% | 0 | 53 | #REF! |  | 74
| Bethpage Peaker |  | NPCC | NY | Simple Cycle | 100% | 0 | 48 | #REF! |  | 75
| Stony Brook Power Plant |  | NPCC | NY | Cogen | 100% | 45 | 47 | #REF! |  | 76
| Tasley Energy Center |  | RFC | VA | Simple Cycle | 100% | 0 | 33 | #REF! |  | 77
| Whitby Cogeneration(12) |  | NPCC | ON | Cogen | 50% | 25 | 25 | #REF! |  | 78
| Delaware City Energy Center |  | RFC | DE | Simple Cycle | 100% | 0 | 23 | #REF! |  | 79
| West Energy Center |  | RFC | DE | Simple Cycle | 100% | 0 | 20 | #REF! |  | 80
| Bayview Energy Center |  | RFC | VA | Simple Cycle | 100% | 0 | 12 | #REF! |  | 81
| Crisfield Energy Center |  | RFC | MD | Simple Cycle | 100% | 0 | 10 | #REF! |  | 82
| Vineland Solar Energy Center |  | RFC | NJ | Renewable | 100% | 0 | 4 | #REF! |  | 83 | Total number of plants
| Subtotal | [5 empty] | 7377.5 | 10430 | #REF! | Total count of pwr plants
| Total operating power plants | 83 |  |  |  |  | 22735.5 | 27282.25
Projects Under Construction and Advanced Development
Projects under construction
| York 2 Energy Center |  | RFC | PA | Combined Cycle | 100% | 736 | 828 | #REF!
Projects under advanced development
| Guadalupe Peaking Energy Center (13) |  | TRE | TX | Simple Cycle | 100% | 0 | 418
| Mankato Power Plant Expansion (11) |  | MRO | MN | Combined Cycle | 100% | 280 | 345
| Total operating power plants and projects under construction and advanced development | [5 empty] | 23751.5 | 28873.25
-1 | Natural gas-fired fleet capacities are generally derived on as-built as-designed outputs, including upgrades, based on site specific annual average temperatures and average process steam flows for cogeneration power plants, as applicable. Geothermal capacities are derived from historical generation output and steam reservoir modeling under average ambient conditions (temperatures and rainfall).
-2 | Natural gas-fired fleet peaking capacities are primarily derived on as-built as-designed peaking outputs based on site specific average summer temperatures and include power enhancement features such as heat recovery steam generator duct-firing, gas turbine power augmentation, and/or other power augmentation features. For certain power plants with definitive contracts, capacities at contract conditions have been included. Oil-fired capacities reflect capacity test results.
-3 | These outputs do not factor in the typical MW loss and recovery profiles over time, which natural-gas fired turbine power plants display associated with their planned major maintenance schedules.
-4 | We suspended operations at our Sutter Energy Center to assess the future of the facility.
-5 | We have entered into an agreement to sell South Point Energy Center which is expected to close in the first quarter of 2017. South Point Unit 2 experienced a combustion turbine outage in the Fall of 2015 and we are currently evaluating the timing of repairs in light of the impending sale. Further, the balance of facility is not currently operating, however, it can be operated at our discretion based on market conditions.
-6 | Pasadena is comprised of 260 MW of cogen technology and 521 MW of combined cycle (non-cogen) technology.
-7 | We suspended operations on one of the units at our Clear Lake Power Plant which reduced the baseload and peaking operating capacities by 102 MW and 92 MW, respectively. We notified ERCOT during the third quarter of 2016 of our decision to retire our Clear Lake Power Plant.
-8 | Freeport Energy Center is owned by Calpine; however, it is contracted and operated by The Dow Chemical Company.
-9 | We have entered into an asset sale agreement with Duke Energy Florida, Inc. for the sale of Osprey Energy Center in January 2017.
-10 | Calpine holds a 50% partnership interest in Greenfield LP through its subsidiaries; however, it is operated by a third party.
-11 | We entered into an agreement to sell our Mankato Power Plant and the expansion project under advanced development to Southern Company which is expected to close in the fourth quarter of 2016.
-12 | Calpine holds a 50% partnership interest in Whitby Cogeneration through its subsidiaries; however, it is operated by Atlantic Packaging Products Ltd.
-13 | In accordance with a power purchase agreement, a third party will purchase a 50% ownership interest in this power plant upon achieving commercial operation.

## Recon Peaking 9.30.16 (hidden)
Table of Operating Power Plants and Projects Under Advanced Development/Construction Recon
|  | West | Texas | East |  | Total | Check | Notes
| Operating MW Capacities at 6.30.16: | 7425.25 | 9427 | 10430 |  | 27282.25
| Operating MW Capacities at 9.30.16: | 7425.25 | 9427 | 10430 | 0 | 27282.25 | 0
Proj under advanced development and construction:
Projects under construction
| York 2 Energy Center Upgrades | 0 | 0 | 68 |  | 68
| York 2 Energy Center | 0 | 0 | 760 |  | 760
| Total under construction | 0 | 0 | 828 | 0 | 828
Proj under advanced development
| Guadalupe Peaking Energy Center |  | 418 |  |  | 418
| Mankato Energy Center II |  |  | 345 |  | 345
| Total under construction/ advanced development | 0 | 418 | 1173 |  | 1591
| Grand Total Net Peak Interest | 7425.25 | 9845 | 11603 |  | 28873.25 | 0
~MW Upgrade
| Pasadena (SW) | 2Q10 - 1 unit |  |  |  | 10
| Deer Park (SW) | 4Q09 - 1 unit, 2Q10 - 2 units, 2Q12 - 1 unit |  |  |  | 44
| Baytown (SW) | 1Q11 - 1 unit, 2Q11 - 2 units |  |  |  | 42
| Brazos Valley (GE) | 1Q11 - 2 units |  |  |  | 12
| Westbrook (GE) | 2Q11 - 1 unit, 2Q12 - 1 unit |  |  |  | 15
| Los Medanos (GE) | 2Q11 - 2 units |  |  |  | 12
| Delta (SW) | 2Q08 - 1 unit |  |  |  | 15
| Hermiston (SW) | 4Q11 - 2 units |  |  |  | 19
| Pastoria (GE) | 2Q12 - 2 units |  |  |  | 20
| Magic Valley (SW) | 2Q13 - 1 unit |  |  |  | 10
| Magic Valley (SW) | 2Q14 - 1 unit |  |  |  | 10
209
| SW total | 13 units
| GE total | 8 units
| Outstanding: | Committed but not yet complete
| SW total | 3 units

## Recon Baseload 9.30.16 (hidden)
Table of Operating Power Plants and Projects Under Advanced Development/Construction Recon
|  | West | Texas | East |  | Total | Check | Notes
| Operating MW Capacities at 6.30.16: | 6482 | 8876 | 7377.5 |  | 22735.5
| Operating MW Capacities at 9.30.16: | 6482 | 8876 | 7377.5 | 0 | 22735.5 | 0
Proj under construction and advanced development :
Projects under construction
| York 2 Energy Center Upgrades | 0 | 0 | 68 |  | 68
| York 2 Energy Center | 0 | 0 | 668 |  | 668
| Total under construction | 0 | 0 | 736 | 0 | 736
Proj under advanced development
| Guadalupe Peaking Energy Center |  | 0 |  |  | 0
| Mankato Energy Center II |  |  | 280 |  | 280
| Total under construction/advanced development | 0 | 0 | 280 | 0 | 1016
| Grand Total Net Base load Interest | 6482 | 8876 | 7657.5 |  | 23751.5 | 0
~MW Upgrade
| Pasadena (SW) | 2Q10 - 1 unit |  |  |  | 10
| Deer Park (SW) | 4Q09 - 1 unit, 2Q10 - 2 units, 2Q12 - 1 unit |  |  |  | 44
| Baytown (SW) | 1Q11 - 1 unit, 2Q11 - 2 units |  |  |  | 42
| Brazos Valley (GE) | 1Q11 - 2 units |  |  |  | 12
| Westbrook (GE) | 2Q11 - 1 unit, 2Q12 - 1 unit |  |  |  | 15
| Los Medanos (GE) | 2Q11 - 2 units |  |  |  | 12
| Delta (SW) | 2Q08 - 1 unit |  |  |  | 15
| Hermiston (SW) | 4Q11 - 2 units |  |  |  | 19
| Pastoria (GE) | 2Q12 - 2 units |  |  |  | 20
| Magic Valley (SW) | 2Q13 - 1 unit |  |  |  | 10
| Magic Valley (SW) | 2Q14 - 1 unit |  |  |  | 10
209
| SW total | 13 units
| GE total | 8 units
| Outstanding: | Committed but not yet complete
| SW total | 3 units

## CPN Portfolio 6.30.16 (hidden)
Table of Operating Power Plants and Projects Under Construction and Advanced Development as of June 30, 2016
[7 empty] | Calpine Net | Calpine Net
|  |  |  | U.S. State or |  | Calpine | Interest | Interest With
|  |  | NERC | Canadian |  | Interest | Baseload | Peaking
| SEGMENT /Power Plant |  | Region | Province | Technology | Percentage | (MW) (1)(3) | (MW) (2)(3) |  |  | Count of Plants
| WEST | [7 empty] | Count
Geothermal
| McCabe #5 & #6 |  | WECC | CA | Renewable | 100% | 85 | 85 | 1 |  | 1
| Ridge Line #7 & #8 |  | WECC | CA | Renewable | 100% | 78 | 78 | 2 |  | 2
| Calistoga |  | WECC | CA | Renewable | 100% | 66 | 66 | 3 |  | 3
| Eagle Rock |  | WECC | CA | Renewable | 100% | 64 | 64 | 4 |  | 4
| Big Geysers |  | WECC | CA | Renewable | 100% | 60 | 60 | 5 |  | 5
| Quicksilver(4) |  | WECC | CA | Renewable | 100% | 53 | 53 | 6 |  | 6
| Cobb Creek |  | WECC | CA | Renewable | 100% | 51 | 51 | 7 |  | 7
| Lake View |  | WECC | CA | Renewable | 100% | 49 | 49 | 8 |  | 8
| Socrates(4) |  | WECC | CA | Renewable | 100% | 49 | 49 | 9 |  | 9
| Sulphur Springs |  | WECC | CA | Renewable | 100% | 47 | 47 | 10 |  | 10
| Grant(4) |  | WECC | CA | Renewable | 100% | 41 | 41 | 11 |  | 11
| Sonoma(4) |  | WECC | CA | Renewable | 100% | 37 | 37 | 12 |  | 12
| West Ford Flat(4) |  | WECC | CA | Renewable | 100% | 27 | 27 | 13 |  | 13
| Aidlin |  | WECC | CA | Renewable | 100% | 18 | 18 | 14 |  | 14
Natural Gas-Fired
| Delta Energy Center |  | WECC | CA | Combined Cycle | 100% | 835 | 857 | #REF! |  | 15
| Pastoria Energy Facility |  | WECC | CA | Combined Cycle | 100% | 770 | 749 | #REF! |  | 16
| Hermiston Power Project |  | WECC | OR | Combined Cycle | 100% | 566 | 635 | #REF! |  | 17
| Otay Mesa Energy Center |  | WECC | CA | Combined Cycle | 100% | 513 | 608 | #REF! |  | 18
| Metcalf Energy Center |  | WECC | CA | Combined Cycle | 100% | 564 | 605 | #REF! |  | 19
| Sutter Energy Center(5) |  | WECC | CA | Combined Cycle | 100% | 542 | 578 | #REF! |  | 20
| Los Medanos Energy Center |  | WECC | CA | Cogen | 100% | 518 | 572 | #REF! |  | 21
| South Point Energy Center(6) |  | WECC | AZ | Combined Cycle | 100% | 520 | 530 | #REF! |  | 22
| Russell City Energy Center |  | WECC | CA | Combined Cycle | 75% | 429 | 464.25 |  |  | 23
| Los Esteros Critical Energy Facility |  | WECC | CA | Combined Cycle | 100% | 243 | 309 | 6 |  | 24
| Gilroy Energy Center |  | WECC | CA | Simple Cycle | 100% | 0 | 141 | #REF! |  | 25
| Gilroy Cogeneration Plant |  | WECC | CA | Cogen | 100% | 109 | 130 | #REF! |  | 26
| King City Cogeneration Plant |  | WECC | CA | Cogen | 100% | 120 | 120 | #REF! |  | 27
| Wolfskill Energy Center |  | WECC | CA | Simple Cycle | 100% | 0 | 48 | #REF! |  | 28
| Yuba City Energy Center |  | WECC | CA | Simple Cycle | 100% | 0 | 47 | #REF! |  | 29
| Feather River Energy Center |  | WECC | CA | Simple Cycle | 100% | 0 | 47 | #REF! |  | 30
| Creed Energy Center |  | WECC | CA | Simple Cycle | 100% | 0 | 47 | #REF! |  | 31
| Lambie Energy Center |  | WECC | CA | Simple Cycle | 100% | 0 | 47 | #REF! |  | 32
| Goose Haven Energy Center |  | WECC | CA | Simple Cycle | 100% | 0 | 47 | #REF! |  | 33
| Riverview Energy Center |  | WECC | CA | Simple Cycle | 100% | 0 | 47 | #REF! |  | 34
| King City Peaking Energy Center |  | WECC | CA | Simple Cycle | 100% | 0 | 44 | #REF! |  | 35
| Agnews Power Plant |  | WECC | CA | Combined Cycle | 100% | 28 | 28 | #REF! |  | 36
| Subtotal | [5 empty] | 6482 | 7425.25 | #REF!
TEXAS
| Deer Park Energy Center |  | TRE | TX | Cogen | 100% | 1103 | 1204 |  |  | 37
| Guadalupe Energy Center |  | TRE | TX | Combined Cycle | 100% | 1009 | 1000 |  |  | 38
| Baytown Energy Center |  | TRE | TX | Cogen | 100% | 782 | 842 | #REF! |  | 39
| Channel Energy Center |  | TRE | TX | Cogen | 100% | 723 | 808 | #REF! |  | 40
| Pasadena Power Plant(7) |  | TRE | TX | Cogen/Combined Cycle | 100% | 763 | 781 | #REF! |  | 41
| Bosque Energy Center |  | TRE | TX | Combined Cycle | 100% | 740 | 762 |  |  | 42
| Freestone Energy Center |  | TRE | TX | Combined Cycle | 75% | 779 | 746 | #REF! |  | 43
| Magic Valley Generating Station |  | TRE | TX | Combined Cycle | 100% | 682 | 712 | #REF! |  | 44
| Brazos Valley Power Plant |  | TRE | TX | Combined Cycle | 100% | 523 | 609 | #REF! |  | 45
| Corpus Christi Energy Center |  | TRE | TX | Cogen | 100% | 426 | 500 | #REF! |  | 46
| Texas City Power Plant |  | TRE | TX | Cogen | 100% | 400 | 453 | #REF! |  | 47
| Clear Lake Power Plant (8) |  | TRE | TX | Cogen | 100% | 344 | 400 | #REF! |  | 48
| Hidalgo Energy Center |  | TRE | TX | Combined Cycle | 78.5% | 392 | 374 | #REF! |  | 49
| Freeport Energy Center(9) |  | TRE | TX | Cogen | 100% | 210 | 236 | #REF! |  | 50
| Subtotal | [5 empty] | 8876 | 9427 | #REF!
EAST
| Bethlehem Energy Center |  | RFC | PA | Combined Cycle | 100% | 1062 | 1130 |  |  | 51
| Hay Road Energy Center |  | RFC | DE | Combined Cycle | 100% | 1039 | 1130 | #REF! |  | 52
| Morgan Energy Center |  | SERC | AL | Cogen | 100% | 720 | 807 | #REF! |  | 53
| Fore River Energy Center |  | NPCC | MA | Combined Cycle | 100% | 750 | 731 |  |  | 54
| Edge Moor Energy Center |  | RFC | DE | Steam Cycle | 100% | 0 | 725 | #REF! |  | 55
| Granite Ridge Energy Center |  | NPCC | NH | Combined Cycle | 100% | 745 | 695 |  |  | 56
| Osprey Energy Center(10) |  | FRCC | FL | Combined Cycle | 100% | 537 | 599 | #REF! |  | 57
| York Energy Center |  | RFC | PA | Combined Cycle | 100% | 518.5 | 565 | #REF! |  | 58
| Westbrook Energy Center |  | NPCC | ME | Combined Cycle | 100% | 552 | 552 |  |  | 59
| Greenfield Energy Centre(11) |  | NPCC | ON | Combined Cycle | 50% | 422 | 519 | #REF! |  | 60
| RockGen Energy Center |  | MRO | WI | Simple Cycle | 100% | 0 | 503 | #REF! |  | 61
| Zion Energy Center |  | RFC | IL | Simple Cycle | 100% | 0 | 503 | #REF! |  | 62
| Mankato Power Plant |  | MRO | MN | Combined Cycle | 100% | 280 | 375 | #REF! |  | 63
| Garrison Energy Center |  | RFC | DE | Combined Cycle | 100% | 273 | 309 |  |  | 64
| Pine Bluff Energy Center |  | SERC | AR | Cogen | 100% | 184 | 215 | #REF! |  | 65
| Cumberland Energy Center |  | RFC | NJ | Simple Cycle | 100% | 0 | 191 | #REF! |  | 66
| Kennedy International Airport Power Plant |  | NPCC | NY | Cogen | 100% | 110 | 121 | #REF! |  | 67
| Auburndale Peaking Energy Center |  | FRCC | FL | Simple Cycle | 100% | 0 | 117 | #REF! |  | 68
| Sherman Avenue Energy Center |  | RFC | NJ | Simple Cycle | 100% | 0 | 92 | #REF! |  | 69
| Bethpage Energy Center 3 |  | NPCC | NY | Combined Cycle | 100% | 60 | 80 | #REF! |  | 70
| Carll's Corner Energy Center |  | RFC | NJ | Simple Cycle | 100% | 0 | 73 | #REF! |  | 71
| Mickleton Energy Center |  | RFC | NJ | Simple Cycle | 100% | 0 | 67 | #REF! |  | 72
| Bethpage Power Plant |  | NPCC | NY | Combined Cycle | 100% | 55 | 56 | #REF! |  | 73
| Christiana Energy Center |  | RFC | DE | Simple Cycle | 100% | 0 | 53 | #REF! |  | 74
| Bethpage Peaker |  | NPCC | NY | Simple Cycle | 100% | 0 | 48 | #REF! |  | 75
| Stony Brook Power Plant |  | NPCC | NY | Cogen | 100% | 45 | 47 | #REF! |  | 76
| Tasley Energy Center |  | RFC | VA | Simple Cycle | 100% | 0 | 33 | #REF! |  | 77
| Whitby Cogeneration(12) |  | NPCC | ON | Cogen | 50% | 25 | 25 | #REF! |  | 78
| Delaware City Energy Center |  | RFC | DE | Simple Cycle | 100% | 0 | 23 | #REF! |  | 79
| West Energy Center |  | RFC | DE | Simple Cycle | 100% | 0 | 20 | #REF! |  | 80
| Bayview Energy Center |  | RFC | VA | Simple Cycle | 100% | 0 | 12 | #REF! |  | 81
| Crisfield Energy Center |  | RFC | MD | Simple Cycle | 100% | 0 | 10 | #REF! |  | 82
| Vineland Solar Energy Center |  | RFC | NJ | Renewable | 100% | 0 | 4 | #REF! |  | 83 | Total number of plants
| Subtotal | [5 empty] | 7377.5 | 10430 | #REF! | Total count of pwr plants
| Total operating power plants | 83 |  |  |  |  | 22735.5 | 27282.25
Projects Under Construction and Advanced Development
Projects under construction
| York 2 Energy Center(13) |  | RFC | PA | Combined Cycle | 100% | 668 | 760 | #REF!
Projects under advanced development
| Guadalupe Peaking Energy Center (14) |  | TRE | TX | Simple Cycle | 100% | 0 | 418
| Mankato Power Plant Expansion |  | MRO | MN | Combined Cycle | 100% | 280 | 345
| Total operating power plants and projects under construction and advanced development | [5 empty] | 23683.5 | 28805.25
-1 | Natural gas-fired fleet capacities are generally derived on as-built as-designed outputs, including upgrades, based on site specific annual average temperatures and average process steam flows for cogeneration power plants, as applicable. Geothermal capacities are derived from historical generation output and steam reservoir modeling under average ambient conditions (temperatures and rainfall).
-2 | Natural gas-fired fleet peaking capacities are primarily derived on as-built as-designed peaking outputs based on site specific average summer temperatures and include power enhancement features such as heat recovery steam generator duct-firing, gas turbine power augmentation, and/or other power augmentation features. For certain power plants with definitive contracts, capacities at contract conditions have been included. Oil-fired capacities reflect capacity test results.
-3 | These outputs do not factor in the typical MW loss and recovery profiles over time, which natural-gas fired turbine power plants display associated with their planned major maintenance schedules.
-4 | These geothermal power plants were impacted by a wildfire in September 2015.
-5 | We suspended operations at our Sutter Energy Center to assess the future of the facility.
-6 | We have entered into an agreement to sell South Point Energy Center which is expected to close in the first quarter of 2017. South Point Unit 2 experienced a combustion turbine outage in the Fall of 2015 and we are currently evaluating the timing of repairs in light of the impending sale. Further, the balance of facility is not currently operating, however, it can be operated at our discretion based on market conditions.
-7 | Pasadena is comprised of 260 MW of cogen technology and 521 MW of combined cycle (non-cogen) technology.
-8 | We suspended operations on one of the units at our Clear Lake Power Plant which reduced the baseload and peaking operating capacities by 102 MW and 92 MW, respectively. We intend to notify ERCOT during the third quarter of 2016 of our decision to retire our Clear Lake Power Plant.
-9 | Freeport Energy Center is owned by Calpine; however, it is contracted and operated by The Dow Chemical Company.
-10 | We have entered into an asset sale agreement with Duke Energy Florida, Inc. for the sale of Osprey Energy Center in January 2017.
-11 | Calpine holds a 50% partnership interest in Greenfield LP through its subsidiaries; however, it is operated by a third party.
-12 | Calpine holds a 50% partnership interest in Whitby Cogeneration through its subsidiaries; however, it is operated by Atlantic Packaging Products Ltd.
-13 | PJM has completed the interconnection study process for an additional 68 MW of planned capacity at the York 2 Energy Center and this incremental capacity cleared the last two base residual auctions.
-14 | In accordance with a power purchase agreement, a third party will purchase a 50% ownership interest in this power plant upon achieving commercial operation.

## Recon Peaking 6.30.16 (hidden)
Table of Operating Power Plants and Projects Under Advanced Development/Construction Recon
|  | West | Texas | East |  | Total | Check | Notes
| Operating MW Capacities at 3.31.16: | 7425.25 | 9427 | 10430 |  | 27282.25
| Operating MW Capacities at 6.30.16: | 7425.25 | 9427 | 10430 | 0 | 27282.25 | 0
Proj under advanced development and construction:
Projects under construction
| York 2 Energy Center |  |  | 760 |  | 760
Proj under advanced development
| Guadalupe Peaking Energy Center |  | 418 |  |  | 418
| Mankato Energy Center II |  |  | 345 |  | 345
| Total under development/construction | 0 | 418 | 1105 |  | 1523
| Grand Total Net Peak Interest | 7425.25 | 9845 | 11535 |  | 28805.25 | 0
~MW Upgrade
| Pasadena (SW) | 2Q10 - 1 unit |  |  |  | 10
| Deer Park (SW) | 4Q09 - 1 unit, 2Q10 - 2 units, 2Q12 - 1 unit |  |  |  | 44
| Baytown (SW) | 1Q11 - 1 unit, 2Q11 - 2 units |  |  |  | 42
| Brazos Valley (GE) | 1Q11 - 2 units |  |  |  | 12
| Westbrook (GE) | 2Q11 - 1 unit, 2Q12 - 1 unit |  |  |  | 15
| Los Medanos (GE) | 2Q11 - 2 units |  |  |  | 12
| Delta (SW) | 2Q08 - 1 unit |  |  |  | 15
| Hermiston (SW) | 4Q11 - 2 units |  |  |  | 19
| Pastoria (GE) | 2Q12 - 2 units |  |  |  | 20
| Magic Valley (SW) | 2Q13 - 1 unit |  |  |  | 10
| Magic Valley (SW) | 2Q14 - 1 unit |  |  |  | 10
209
| SW total | 13 units
| GE total | 8 units
| Outstanding: | Committed but not yet complete
| SW total | 3 units

## Recon Baseload 6.30.16 (hidden)
Table of Operating Power Plants and Projects Under Advanced Development/Construction Recon
|  | West | Texas | East |  | Total | Check | Notes
| Operating MW Capacities at 3.31.16: | 6482 | 8876 | 7362.5 |  | 22720.5
| Bethlehem Energy Center |  |  | 15 |  | 15
| Operating MW Capacities at 6.30.16: | 6482 | 8876 | 7377.5 | 0 | 22735.5 | 0
Proj under construction and advanced development :
Projects under construction
| York 2 Energy Center |  |  | 668 |  | 668
Proj under advanced development
| Guadalupe Peaking Energy Center |  | 0 |  |  | 0
| Mankato Energy Center II |  |  | 280 |  | 280
| Total under development/construction | 0 | 0 | 948 |  | 948
| Grand Total Net Base load Interest | 6482 | 8876 | 8325.5 |  | 23683.5 | 0
~MW Upgrade
| Pasadena (SW) | 2Q10 - 1 unit |  |  |  | 10
| Deer Park (SW) | 4Q09 - 1 unit, 2Q10 - 2 units, 2Q12 - 1 unit |  |  |  | 44
| Baytown (SW) | 1Q11 - 1 unit, 2Q11 - 2 units |  |  |  | 42
| Brazos Valley (GE) | 1Q11 - 2 units |  |  |  | 12
| Westbrook (GE) | 2Q11 - 1 unit, 2Q12 - 1 unit |  |  |  | 15
| Los Medanos (GE) | 2Q11 - 2 units |  |  |  | 12
| Delta (SW) | 2Q08 - 1 unit |  |  |  | 15
| Hermiston (SW) | 4Q11 - 2 units |  |  |  | 19
| Pastoria (GE) | 2Q12 - 2 units |  |  |  | 20
| Magic Valley (SW) | 2Q13 - 1 unit |  |  |  | 10
| Magic Valley (SW) | 2Q14 - 1 unit |  |  |  | 10
209
| SW total | 13 units
| GE total | 8 units
| Outstanding: | Committed but not yet complete
| SW total | 3 units

## CPN Portfolio 3.31.16 (hidden)
Table of Operating Power Plants and Projects Under Construction and Advanced Development as of March 31, 2016
[7 empty] | Calpine Net | Calpine Net
|  |  |  | U.S. State or |  | Calpine | Interest | Interest With
|  |  | NERC | Canadian |  | Interest | Baseload | Peaking
| SEGMENT /Power Plant |  | Region | Province | Technology | Percentage | (MW) (1)(3) | (MW) (2)(3) |  |  | Count of Plants
| WEST | [7 empty] | Count
Geothermal
| McCabe #5 & #6 |  | WECC | CA | Renewable | 100% | 85 | 85 | 1 |  | 1
| Ridge Line #7 & #8 |  | WECC | CA | Renewable | 100% | 78 | 78 | 2 |  | 2
| Calistoga |  | WECC | CA | Renewable | 100% | 66 | 66 | 3 |  | 3
| Eagle Rock |  | WECC | CA | Renewable | 100% | 64 | 64 | 4 |  | 4
| Big Geysers |  | WECC | CA | Renewable | 100% | 60 | 60 | 5 |  | 5
| Quicksilver(4) |  | WECC | CA | Renewable | 100% | 53 | 53 | 6 |  | 6
| Cobb Creek |  | WECC | CA | Renewable | 100% | 51 | 51 | 7 |  | 7
| Lake View |  | WECC | CA | Renewable | 100% | 49 | 49 | 8 |  | 8
| Socrates(4) |  | WECC | CA | Renewable | 100% | 49 | 49 | 9 |  | 9
| Sulphur Springs |  | WECC | CA | Renewable | 100% | 47 | 47 | 10 |  | 10
| Grant(4) |  | WECC | CA | Renewable | 100% | 41 | 41 | 11 |  | 11
| Sonoma(4) |  | WECC | CA | Renewable | 100% | 37 | 37 | 12 |  | 12
| West Ford Flat(4) |  | WECC | CA | Renewable | 100% | 27 | 27 | 13 |  | 13
| Aidlin |  | WECC | CA | Renewable | 100% | 18 | 18 | 14 |  | 14
Natural Gas-Fired
| Delta Energy Center |  | WECC | CA | Combined Cycle | 100% | 835 | 857 | #REF! |  | 15
| Pastoria Energy Facility |  | WECC | CA | Combined Cycle | 100% | 770 | 749 | #REF! |  | 16
| Hermiston Power Project |  | WECC | OR | Combined Cycle | 100% | 566 | 635 | #REF! |  | 17
| Otay Mesa Energy Center |  | WECC | CA | Combined Cycle | 100% | 513 | 608 | #REF! |  | 18
| Metcalf Energy Center |  | WECC | CA | Combined Cycle | 100% | 564 | 605 | #REF! |  | 19
| Sutter Energy Center(5) |  | WECC | CA | Combined Cycle | 100% | 542 | 578 | #REF! |  | 20
| Los Medanos Energy Center |  | WECC | CA | Cogen | 100% | 518 | 572 | #REF! |  | 21
| South Point Energy Center(6) |  | WECC | AZ | Combined Cycle | 100% | 520 | 530 | #REF! |  | 22
| Russell City Energy Center |  | WECC | CA | Combined Cycle | 75% | 429 | 464.25 |  |  | 23
| Los Esteros Critical Energy Facility |  | WECC | CA | Combined Cycle | 100% | 243 | 309 | 6 |  | 24
| Gilroy Energy Center |  | WECC | CA | Simple Cycle | 100% | 0 | 141 | #REF! |  | 25
| Gilroy Cogeneration Plant |  | WECC | CA | Cogen | 100% | 109 | 130 | #REF! |  | 26
| King City Cogeneration Plant |  | WECC | CA | Cogen | 100% | 120 | 120 | #REF! |  | 27
| Wolfskill Energy Center |  | WECC | CA | Simple Cycle | 100% | 0 | 48 | #REF! |  | 28
| Yuba City Energy Center |  | WECC | CA | Simple Cycle | 100% | 0 | 47 | #REF! |  | 29
| Feather River Energy Center |  | WECC | CA | Simple Cycle | 100% | 0 | 47 | #REF! |  | 30
| Creed Energy Center |  | WECC | CA | Simple Cycle | 100% | 0 | 47 | #REF! |  | 31
| Lambie Energy Center |  | WECC | CA | Simple Cycle | 100% | 0 | 47 | #REF! |  | 32
| Goose Haven Energy Center |  | WECC | CA | Simple Cycle | 100% | 0 | 47 | #REF! |  | 33
| Riverview Energy Center |  | WECC | CA | Simple Cycle | 100% | 0 | 47 | #REF! |  | 34
| King City Peaking Energy Center |  | WECC | CA | Simple Cycle | 100% | 0 | 44 | #REF! |  | 35
| Agnews Power Plant |  | WECC | CA | Combined Cycle | 100% | 28 | 28 | #REF! |  | 36
| Subtotal | [5 empty] | 6482 | 7425.25 | #REF!
TEXAS
| Deer Park Energy Center |  | TRE | TX | Cogen | 100% | 1103 | 1204 |  |  | 37
| Guadalupe Energy Center |  | TRE | TX | Combined Cycle | 100% | 1009 | 1000 |  |  | 38
| Baytown Energy Center |  | TRE | TX | Cogen | 100% | 782 | 842 | #REF! |  | 39
| Channel Energy Center |  | TRE | TX | Cogen | 100% | 723 | 808 | #REF! |  | 40
| Pasadena Power Plant(7) |  | TRE | TX | Cogen/Combined Cycle | 100% | 763 | 781 | #REF! |  | 41
| Bosque Energy Center |  | TRE | TX | Combined Cycle | 100% | 740 | 762 |  |  | 42
| Freestone Energy Center |  | TRE | TX | Combined Cycle | 75% | 779 | 746 | #REF! |  | 43
| Magic Valley Generating Station |  | TRE | TX | Combined Cycle | 100% | 682 | 712 | #REF! |  | 44
| Brazos Valley Power Plant |  | TRE | TX | Combined Cycle | 100% | 523 | 609 | #REF! |  | 45
| Corpus Christi Energy Center |  | TRE | TX | Cogen | 100% | 426 | 500 | #REF! |  | 46
| Texas City Power Plant |  | TRE | TX | Cogen | 100% | 400 | 453 | #REF! |  | 47
| Clear Lake Power Plant(8) |  | TRE | TX | Cogen | 100% | 344 | 400 | #REF! |  | 48
| Hidalgo Energy Center |  | TRE | TX | Combined Cycle | 78.5% | 392 | 374 | #REF! |  | 49
| Freeport Energy Center(9) |  | TRE | TX | Cogen | 100% | 210 | 236 | #REF! |  | 50
| Subtotal | [5 empty] | 8876 | 9427 | #REF!
EAST
| Bethlehem Energy Center |  | RFC | PA | Combined Cycle | 100% | 1047 | 1130 |  |  | 51
| Hay Road Energy Center |  | RFC | DE | Combined Cycle | 100% | 1039 | 1130 | #REF! |  | 52
| Morgan Energy Center |  | SERC | AL | Cogen | 100% | 720 | 807 | #REF! |  | 53
| Fore River Energy Center |  | NPCC | MA | Combined Cycle | 100% | 750 | 731 |  |  | 54
| Edge Moor Energy Center |  | RFC | DE | Steam Cycle | 100% | 0 | 725 | #REF! |  | 55
| Granite Ridge Energy Center |  | NPCC | NH | Combined Cycle | 100% | 745 | 695 |  |  | 56
| Osprey Energy Center(10) |  | FRCC | FL | Combined Cycle | 100% | 537 | 599 | #REF! |  | 57
| York Energy Center |  | RFC | PA | Combined Cycle | 100% | 518.5 | 565 | #REF! |  | 58
| Westbrook Energy Center |  | NPCC | ME | Combined Cycle | 100% | 552 | 552 |  |  | 59
| Greenfield Energy Centre(11) |  | NPCC | ON | Combined Cycle | 50% | 422 | 519 | #REF! |  | 60
| RockGen Energy Center |  | MRO | WI | Simple Cycle | 100% | 0 | 503 | #REF! |  | 61
| Zion Energy Center |  | RFC | IL | Simple Cycle | 100% | 0 | 503 | #REF! |  | 62
| Mankato Power Plant |  | MRO | MN | Combined Cycle | 100% | 280 | 375 | #REF! |  | 63
| Garrison Energy Center |  | RFC | DE | Combined Cycle | 100% | 273 | 309 |  |  | 64
| Pine Bluff Energy Center |  | SERC | AR | Cogen | 100% | 184 | 215 | #REF! |  | 65
| Cumberland Energy Center |  | RFC | NJ | Simple Cycle | 100% | 0 | 191 | #REF! |  | 66
| Kennedy International Airport Power Plant |  | NPCC | NY | Cogen | 100% | 110 | 121 | #REF! |  | 67
| Auburndale Peaking Energy Center |  | FRCC | FL | Simple Cycle | 100% | 0 | 117 | #REF! |  | 68
| Sherman Avenue Energy Center |  | RFC | NJ | Simple Cycle | 100% | 0 | 92 | #REF! |  | 69
| Bethpage Energy Center 3 |  | NPCC | NY | Combined Cycle | 100% | 60 | 80 | #REF! |  | 70
| Carll's Corner Energy Center |  | RFC | NJ | Simple Cycle | 100% | 0 | 73 | #REF! |  | 71
| Mickleton Energy Center |  | RFC | NJ | Simple Cycle | 100% | 0 | 67 | #REF! |  | 72
| Bethpage Power Plant |  | NPCC | NY | Combined Cycle | 100% | 55 | 56 | #REF! |  | 73
| Christiana Energy Center |  | RFC | DE | Simple Cycle | 100% | 0 | 53 | #REF! |  | 74
| Bethpage Peaker |  | NPCC | NY | Simple Cycle | 100% | 0 | 48 | #REF! |  | 75
| Stony Brook Power Plant |  | NPCC | NY | Cogen | 100% | 45 | 47 | #REF! |  | 76
| Tasley Energy Center |  | RFC | VA | Simple Cycle | 100% | 0 | 33 | #REF! |  | 77
| Whitby Cogeneration(12) |  | NPCC | ON | Cogen | 50% | 25 | 25 | #REF! |  | 78
| Delaware City Energy Center |  | RFC | DE | Simple Cycle | 100% | 0 | 23 | #REF! |  | 79
| West Energy Center |  | RFC | DE | Simple Cycle | 100% | 0 | 20 | #REF! |  | 80
| Bayview Energy Center |  | RFC | VA | Simple Cycle | 100% | 0 | 12 | #REF! |  | 81
| Crisfield Energy Center |  | RFC | MD | Simple Cycle | 100% | 0 | 10 | #REF! |  | 82
| Vineland Solar Energy Center |  | RFC | NJ | Renewable | 100% | 0 | 4 | #REF! |  | 83 | Total number of plants
| Subtotal | [5 empty] | 7362.5 | 10430 | #REF! | Total count of pwr plants
| Total operating power plants | 83 |  |  |  |  | 22720.5 | 27282.25
Projects Under Construction and Advanced Development
Projects under construction
| York 2 Energy Center(13) |  | RFC | PA | Combined Cycle | 100% | 668 | 760 | #REF!
Projects under advanced development
| Guadalupe Peaking Energy Center (14) |  | TRE | TX | Simple Cycle | 100% | 0 | 418
| Mankato Power Plant Expansion |  | MRO | MN | Combined Cycle | 100% | 280 | 345
| Total operating power plants and projects under construction and advanced development | [5 empty] | 23668.5 | 28805.25
-1 | Natural gas-fired fleet capacities are generally derived on as-built as-designed outputs, including upgrades, based on site specific annual average temperatures and average process steam flows for cogeneration power plants, as applicable. Geothermal capacities are derived from historical generation output and steam reservoir modeling under average ambient conditions (temperatures and rainfall).
-2 | Natural gas-fired fleet peaking capacities are primarily derived on as-built as-designed peaking outputs based on site specific average summer temperatures and include power enhancement features such as heat recovery steam generator duct-firing, gas turbine power augmentation, and/or other power augmentation features. For certain power plants with definitive contracts, capacities at contract conditions have been included. Oil-fired capacities reflect capacity test results.
-3 | These outputs do not factor in the typical MW loss and recovery profiles over time, which natural-gas fired turbine power plants display associated with their planned major maintenance schedules.
-4 | These geothermal power plants were impacted by a wildfire in September 2015.
-5 | We suspended operations at our Sutter Energy Center for 2016 to assess the future of the facility.
-6 | South Point Unit 2 experienced a combustion turbine outage in the Fall of 2015 and we are currently evaluating the timing of repairs. We have entered into an agreement to sell South Point Energy Center which is expected to close in the first quarter of 2017.
-7 | Pasadena is comprised of 260 MW of cogen technology and 521 MW of combined cycle (non-cogen) technology.
-8 | We suspended operations on one of the units at our Clear Lake Power Plant which reduced the baseload and peaking operating capacities by 102 MW and 92 MW, respectively. However, this unit can be restored at our discretion based on market conditions.
-9 | Freeport Energy Center is owned by Calpine; however, it is contracted and operated by The Dow Chemical Company.
-10 | We have entered into an asset sale agreement with Duke Energy Florida, Inc. for the sale of Osprey Energy Center in January 2017.
-11 | Calpine holds a 50% partnership interest in Greenfield LP through its subsidiaries; however, it is operated by a third party.
-12 | Calpine holds a 50% partnership interest in Whitby Cogeneration through its subsidiaries; however, it is operated by Atlantic Packaging Products Ltd.
-13 | PJM has completed the interconnection study process for an additional 68 MW of planned capacity at the York 2 Energy Center and this incremental capacity cleared the 2018/2019 base residual auction.
-14 | In accordance with a power purchase agreement, a third party will purchase a 50% ownership interest in this power plant upon achieving commercial operation.

## Recon Peaking 3.31.16 (hidden)
Table of Operating Power Plants and Projects Under Advanced Development/Construction Recon
|  | West | Texas | East |  | Total | Check | Notes
| Operating MW Capacities at 2.05.16: | 7425.25 | 9427 | 10430 |  | 27282.25
| Operating MW Capacities at 3.31.16: | 7425.25 | 9427 | 10430 | 0 | 27282.25 | 0
Proj under advanced development and construction:
Projects under construction
| York 2 Energy Center |  |  | 760 |  | 760
Proj under advanced development
| Guadalupe Peaking Energy Center |  | 418 |  |  | 418
| Mankato Energy Center II |  |  | 345 |  | 345
| Total under development/construction | 0 | 418 | 1105 |  | 1523
| Grand Total Net Peak Interest | 7425.25 | 9845 | 11535 |  | 28805.25 | 0
~MW Upgrade
| Pasadena (SW) | 2Q10 - 1 unit |  |  |  | 10
| Deer Park (SW) | 4Q09 - 1 unit, 2Q10 - 2 units, 2Q12 - 1 unit |  |  |  | 44
| Baytown (SW) | 1Q11 - 1 unit, 2Q11 - 2 units |  |  |  | 42
| Brazos Valley (GE) | 1Q11 - 2 units |  |  |  | 12
| Westbrook (GE) | 2Q11 - 1 unit, 2Q12 - 1 unit |  |  |  | 15
| Los Medanos (GE) | 2Q11 - 2 units |  |  |  | 12
| Delta (SW) | 2Q08 - 1 unit |  |  |  | 15
| Hermiston (SW) | 4Q11 - 2 units |  |  |  | 19
| Pastoria (GE) | 2Q12 - 2 units |  |  |  | 20
| Magic Valley (SW) | 2Q13 - 1 unit |  |  |  | 10
| Magic Valley (SW) | 2Q14 - 1 unit |  |  |  | 10
209
| SW total | 13 units
| GE total | 8 units
| Outstanding: | Committed but not yet complete
| SW total | 3 units

## Recon Baseload 3.31.16 (hidden)
Table of Operating Power Plants and Projects Under Advanced Development/Construction Recon
|  | West | Texas | East |  | Total | Check | Notes
| Operating MW Capacities at 2.05.16: | 6482 | 8876 | 7362.5 |  | 22720.5
| Operating MW Capacities at 3.31.16: | 6482 | 8876 | 7362.5 | 0 | 22720.5 | 0
Proj under construction and advanced development :
Projects under construction
| York 2 Energy Center |  |  | 668 |  | 668
Proj under advanced development
| Guadalupe Peaking Energy Center |  | 0 |  |  | 0
| Mankato Energy Center II |  |  | 280 |  | 280
| Total under development/construction | 0 | 0 | 948 |  | 948
| Grand Total Net Base load Interest | 6482 | 8876 | 8310.5 |  | 23668.5 | 0
~MW Upgrade
| Pasadena (SW) | 2Q10 - 1 unit |  |  |  | 10
| Deer Park (SW) | 4Q09 - 1 unit, 2Q10 - 2 units, 2Q12 - 1 unit |  |  |  | 44
| Baytown (SW) | 1Q11 - 1 unit, 2Q11 - 2 units |  |  |  | 42
| Brazos Valley (GE) | 1Q11 - 2 units |  |  |  | 12
| Westbrook (GE) | 2Q11 - 1 unit, 2Q12 - 1 unit |  |  |  | 15
| Los Medanos (GE) | 2Q11 - 2 units |  |  |  | 12
| Delta (SW) | 2Q08 - 1 unit |  |  |  | 15
| Hermiston (SW) | 4Q11 - 2 units |  |  |  | 19
| Pastoria (GE) | 2Q12 - 2 units |  |  |  | 20
| Magic Valley (SW) | 2Q13 - 1 unit |  |  |  | 10
| Magic Valley (SW) | 2Q14 - 1 unit |  |  |  | 10
209
| SW total | 13 units
| GE total | 8 units
| Outstanding: | Committed but not yet complete
| SW total | 3 units

## CPN Portfolio 2.05.16 (hidden)
Table of Operating Power Plants and Projects Under Construction and Advanced Development as of February 5, 2016
[7 empty] | Calpine Net | Calpine Net
|  |  |  | U.S. State or |  | Calpine | Interest | Interest With
|  |  | NERC | Canadian |  | Interest | Baseload | Peaking
| SEGMENT /Power Plant |  | Region | Province | Technology | Percentage | (MW) (1)(3) | (MW) (2)(3) |  |  | Count of Plants
| WEST | [7 empty] | Count
Geothermal
| McCabe #5 & #6 |  | WECC | CA | Renewable | 100% | 85 | 85 | 1 |  | 1
| Ridge Line #7 & #8 |  | WECC | CA | Renewable | 100% | 78 | 78 | 2 |  | 2
| Calistoga |  | WECC | CA | Renewable | 100% | 66 | 66 | 3 |  | 3
| Eagle Rock |  | WECC | CA | Renewable | 100% | 64 | 64 | 4 |  | 4
| Big Geysers |  | WECC | CA | Renewable | 100% | 60 | 60 | 5 |  | 5
| Quicksilver(4) |  | WECC | CA | Renewable | 100% | 53 | 53 | 6 |  | 6
| Cobb Creek |  | WECC | CA | Renewable | 100% | 51 | 51 | 7 |  | 7
| Lake View |  | WECC | CA | Renewable | 100% | 49 | 49 | 8 |  | 8
| Socrates(4) |  | WECC | CA | Renewable | 100% | 49 | 49 | 9 |  | 9
| Sulphur Springs |  | WECC | CA | Renewable | 100% | 47 | 47 | 10 |  | 10
| Grant(4) |  | WECC | CA | Renewable | 100% | 41 | 41 | 11 |  | 11
| Sonoma(4) |  | WECC | CA | Renewable | 100% | 37 | 37 | 12 |  | 12
| West Ford Flat(4) |  | WECC | CA | Renewable | 100% | 27 | 27 | 13 |  | 13
| Aidlin |  | WECC | CA | Renewable | 100% | 18 | 18 | 14 |  | 14
Natural Gas-Fired
| Delta Energy Center |  | WECC | CA | Combined Cycle | 100% | 835 | 857 | #REF! |  | 15
| Pastoria Energy Facility |  | WECC | CA | Combined Cycle | 100% | 770 | 749 | #REF! |  | 16
| Hermiston Power Project |  | WECC | OR | Combined Cycle | 100% | 566 | 635 | #REF! |  | 17
| Otay Mesa Energy Center |  | WECC | CA | Combined Cycle | 100% | 513 | 608 | #REF! |  | 18
| Metcalf Energy Center |  | WECC | CA | Combined Cycle | 100% | 564 | 605 | #REF! |  | 19
| Sutter Energy Center(5) |  | WECC | CA | Combined Cycle | 100% | 542 | 578 | #REF! |  | 20
| Los Medanos Energy Center |  | WECC | CA | Cogen | 100% | 518 | 572 | #REF! |  | 21
| South Point Energy Center(6) |  | WECC | AZ | Combined Cycle | 100% | 520 | 530 | #REF! |  | 22
| Russell City Energy Center |  | WECC | CA | Combined Cycle | 75% | 429 | 464.25 |  |  | 23
| Los Esteros Critical Energy Facility |  | WECC | CA | Combined Cycle | 100% | 243 | 309 | 6 |  | 24
| Gilroy Energy Center |  | WECC | CA | Simple Cycle | 100% | 0 | 141 | #REF! |  | 25
| Gilroy Cogeneration Plant |  | WECC | CA | Cogen | 100% | 109 | 130 | #REF! |  | 26
| King City Cogeneration Plant |  | WECC | CA | Cogen | 100% | 120 | 120 | #REF! |  | 27
| Wolfskill Energy Center |  | WECC | CA | Simple Cycle | 100% | 0 | 48 | #REF! |  | 28
| Yuba City Energy Center |  | WECC | CA | Simple Cycle | 100% | 0 | 47 | #REF! |  | 29
| Feather River Energy Center |  | WECC | CA | Simple Cycle | 100% | 0 | 47 | #REF! |  | 30
| Creed Energy Center |  | WECC | CA | Simple Cycle | 100% | 0 | 47 | #REF! |  | 31
| Lambie Energy Center |  | WECC | CA | Simple Cycle | 100% | 0 | 47 | #REF! |  | 32
| Goose Haven Energy Center |  | WECC | CA | Simple Cycle | 100% | 0 | 47 | #REF! |  | 33
| Riverview Energy Center |  | WECC | CA | Simple Cycle | 100% | 0 | 47 | #REF! |  | 34
| King City Peaking Energy Center |  | WECC | CA | Simple Cycle | 100% | 0 | 44 | #REF! |  | 35
| Agnews Power Plant |  | WECC | CA | Combined Cycle | 100% | 28 | 28 | #REF! |  | 36
| Subtotal | [5 empty] | 6482 | 7425.25 | #REF!
TEXAS
| Deer Park Energy Center |  | TRE | TX | Cogen | 100% | 1103 | 1204 |  |  | 37
| Guadalupe Energy Center |  | TRE | TX | Combined Cycle | 100% | 1009 | 1000 |  |  | 38
| Baytown Energy Center |  | TRE | TX | Cogen | 100% | 782 | 842 | #REF! |  | 39
| Channel Energy Center |  | TRE | TX | Cogen | 100% | 723 | 808 | #REF! |  | 40
| Pasadena Power Plant(7) |  | TRE | TX | Cogen/Combined Cycle | 100% | 763 | 781 | #REF! |  | 41
| Bosque Energy Center |  | TRE | TX | Combined Cycle | 100% | 740 | 762 |  |  | 42
| Freestone Energy Center |  | TRE | TX | Combined Cycle | 75% | 779 | 746 | #REF! |  | 43
| Magic Valley Generating Station |  | TRE | TX | Combined Cycle | 100% | 682 | 712 | #REF! |  | 44
| Brazos Valley Power Plant |  | TRE | TX | Combined Cycle | 100% | 523 | 609 | #REF! |  | 45
| Corpus Christi Energy Center |  | TRE | TX | Cogen | 100% | 426 | 500 | #REF! |  | 46
| Texas City Power Plant |  | TRE | TX | Cogen | 100% | 400 | 453 | #REF! |  | 47
| Clear Lake Power Plant(8) |  | TRE | TX | Cogen | 100% | 344 | 400 | #REF! |  | 48
| Hidalgo Energy Center |  | TRE | TX | Combined Cycle | 78.5% | 392 | 374 | #REF! |  | 49
| Freeport Energy Center(9) |  | TRE | TX | Cogen | 100% | 210 | 236 | #REF! |  | 50
| Subtotal | [5 empty] | 8876 | 9427 | #REF!
EAST
| Bethlehem Energy Center |  | RFC | PA | Combined Cycle | 100% | 1047 | 1130 |  |  | 51
| Hay Road Energy Center |  | RFC | DE | Combined Cycle | 100% | 1039 | 1130 | #REF! |  | 52
| Morgan Energy Center |  | SERC | AL | Cogen | 100% | 720 | 807 | #REF! |  | 53
| Fore River Energy Center |  | NPCC | MA | Combined Cycle | 100% | 750 | 731 |  |  | 54
| Edge Moor Energy Center |  | RFC | DE | Steam Cycle | 100% | 0 | 725 | #REF! |  | 55
| Granite Ridge Energy Center |  | NPCC | NH | Combined Cycle | 100% | 745 | 695 |  |  | 56
| Osprey Energy Center(10) |  | FRCC | FL | Combined Cycle | 100% | 537 | 599 | #REF! |  | 57
| York Energy Center |  | RFC | PA | Combined Cycle | 100% | 518.5 | 565 | #REF! |  | 58
| Westbrook Energy Center |  | NPCC | ME | Combined Cycle | 100% | 552 | 552 |  |  | 59
| Greenfield Energy Centre(11) |  | NPCC | ON | Combined Cycle | 50% | 422 | 519 | #REF! |  | 60
| RockGen Energy Center |  | MRO | WI | Simple Cycle | 100% | 0 | 503 | #REF! |  | 61
| Zion Energy Center |  | RFC | IL | Simple Cycle | 100% | 0 | 503 | #REF! |  | 62
| Mankato Power Plant |  | MRO | MN | Combined Cycle | 100% | 280 | 375 | #REF! |  | 63
| Garrison Energy Center |  | RFC | DE | Combined Cycle | 100% | 273 | 309 |  |  | 64
| Pine Bluff Energy Center |  | SERC | AR | Cogen | 100% | 184 | 215 | #REF! |  | 65
| Cumberland Energy Center |  | RFC | NJ | Simple Cycle | 100% | 0 | 191 | #REF! |  | 66
| Kennedy International Airport Power Plant |  | NPCC | NY | Cogen | 100% | 110 | 121 | #REF! |  | 67
| Auburndale Peaking Energy Center |  | FRCC | FL | Simple Cycle | 100% | 0 | 117 | #REF! |  | 68
| Sherman Avenue Energy Center |  | RFC | NJ | Simple Cycle | 100% | 0 | 92 | #REF! |  | 69
| Bethpage Energy Center 3 |  | NPCC | NY | Combined Cycle | 100% | 60 | 80 | #REF! |  | 70
| Carll's Corner Energy Center |  | RFC | NJ | Simple Cycle | 100% | 0 | 73 | #REF! |  | 71
| Mickleton Energy Center |  | RFC | NJ | Simple Cycle | 100% | 0 | 67 | #REF! |  | 72
| Bethpage Power Plant |  | NPCC | NY | Combined Cycle | 100% | 55 | 56 | #REF! |  | 73
| Christiana Energy Center |  | RFC | DE | Simple Cycle | 100% | 0 | 53 | #REF! |  | 74
| Bethpage Peaker |  | NPCC | NY | Simple Cycle | 100% | 0 | 48 | #REF! |  | 75
| Stony Brook Power Plant |  | NPCC | NY | Cogen | 100% | 45 | 47 | #REF! |  | 76
| Tasley Energy Center |  | RFC | VA | Simple Cycle | 100% | 0 | 33 | #REF! |  | 77
| Whitby Cogeneration(12) |  | NPCC | ON | Cogen | 50% | 25 | 25 | #REF! |  | 78
| Delaware City Energy Center |  | RFC | DE | Simple Cycle | 100% | 0 | 23 | #REF! |  | 79
| West Energy Center |  | RFC | DE | Simple Cycle | 100% | 0 | 20 | #REF! |  | 80
| Bayview Energy Center |  | RFC | VA | Simple Cycle | 100% | 0 | 12 | #REF! |  | 81
| Crisfield Energy Center |  | RFC | MD | Simple Cycle | 100% | 0 | 10 | #REF! |  | 82
| Vineland Solar Energy Center |  | RFC | NJ | Renewable | 100% | 0 | 4 | #REF! |  | 83 | Total number of plants
| Subtotal | [5 empty] | 7362.5 | 10430 | #REF! | Total count of pwr plants
| Total operating power plants | 83 |  |  |  |  | 22720.5 | 27282.25
Projects Under Construction and Advanced Development
Projects under construction
| York 2 Energy Center(13) |  | RFC | PA | Combined Cycle | 100% | 668 | 760 | #REF!
Projects under advanced development
| Guadalupe Peaking Energy Center |  | TRE | TX | Simple Cycle | 100% | 0 | 418
| Mankato Power Plant Expansion |  | MRO | MN | Combined Cycle | 100% | 280 | 345
| Total operating power plants and projects under construction and advanced development | [5 empty] | 23668.5 | 28805.25
-1 | Natural gas-fired fleet capacities are generally derived on as-built as-designed outputs, including upgrades, based on site specific annual average temperatures and average process steam flows for cogeneration power plants, as applicable. Geothermal capacities are derived from historical generation output and steam reservoir modeling under average ambient conditions (temperatures and rainfall).
-2 | Natural gas-fired fleet peaking capacities are primarily derived on as-built as-designed peaking outputs based on site specific average summer temperatures and include power enhancement features such as heat recovery steam generator duct-firing, gas turbine power augmentation, and/or other power augmentation features. For certain power plants with definitive contracts, capacities at contract conditions have been included. Oil-fired capacities reflect capacity test results.
-3 | These outputs do not factor in the typical MW loss and recovery profiles over time, which natural-gas fired turbine power plants display associated with their planned major maintenance schedules.
-4 | These geothermal power plants were impacted by a wildfire in September 2015.
-5 | We intend to suspend operations at our Sutter Energy Center for 2016 to assess the future of the facility.
-6 | South Point Unit 2 experienced a combustion turbine outage in the Fall of 2015 and we are currently evaluating the timing of repairs.
-7 | Pasadena is comprised of 260 MW of cogen technology and 521 MW of combined cycle (non-cogen) technology.
-8 | We suspended operations on one of the units at our Clear Lake Power Plant which reduced the baseload and peaking operating capacities by 102 MW and 92 MW, respectively. However, this unit can be restored at our discretion based on market conditions.
-9 | Freeport Energy Center is owned by Calpine; however, it is contracted and operated by The Dow Chemical Company.
-10 | We have entered into an asset sale agreement with Duke Energy Florida, Inc. for the sale of Osprey Energy Center in January 2017.
-11 | Calpine holds a 50% partnership interest in Greenfield LP through its subsidiaries; however, it is operated by a third party.
-12 | Calpine holds a 50% partnership interest in Whitby Cogeneration through its subsidiaries; however, it is operated by Atlantic Packaging Products Ltd.
-13 | PJM has completed the interconnection study process for an additional 68 MW of planned capacity at the York 2 Energy Center and this incremental capacity cleared the 2018/2019 base residual auction.

## Recon Peaking 2.05.16 (hidden)
Table of Operating Power Plants and Projects Under Advanced Development/Construction Recon
|  | West | Texas | East |  | Total | Check | Notes
| Operating MW Capacities at 12.31.15: | 7425.25 | 9427 | 9735 |  | 26587.25
| Granite Ridge Energy Center |  |  | 695 |  | 695
| Operating MW Capacities at 2.05.16: | 7425.25 | 9427 | 10430 | 0 | 27282.25 | 0
Proj under advanced development and construction:
Projects under construction
| York 2 Energy Center |  |  | 760 |  | 760
Proj under advanced development
| Guadalupe Peaking Energy Center |  | 418 |  |  | 418
| Mankato Energy Center II |  |  | 345 |  | 345
| Total under development/construction | 0 | 418 | 1105 |  | 1523
| Grand Total Net Peak Interest | 7425.25 | 9845 | 11535 |  | 28805.25 | 0
~MW Upgrade
| Pasadena (SW) | 2Q10 - 1 unit |  |  |  | 10
| Deer Park (SW) | 4Q09 - 1 unit, 2Q10 - 2 units, 2Q12 - 1 unit |  |  |  | 44
| Baytown (SW) | 1Q11 - 1 unit, 2Q11 - 2 units |  |  |  | 42
| Brazos Valley (GE) | 1Q11 - 2 units |  |  |  | 12
| Westbrook (GE) | 2Q11 - 1 unit, 2Q12 - 1 unit |  |  |  | 15
| Los Medanos (GE) | 2Q11 - 2 units |  |  |  | 12
| Delta (SW) | 2Q08 - 1 unit |  |  |  | 15
| Hermiston (SW) | 4Q11 - 2 units |  |  |  | 19
| Pastoria (GE) | 2Q12 - 2 units |  |  |  | 20
| Magic Valley (SW) | 2Q13 - 1 unit |  |  |  | 10
| Magic Valley (SW) | 2Q14 - 1 unit |  |  |  | 10
209
| SW total | 13 units
| GE total | 8 units
| Outstanding: | Committed but not yet complete
| SW total | 3 units

## Recon Baseload 2.05.16 (hidden)
Table of Operating Power Plants and Projects Under Advanced Development/Construction Recon
|  | West | Texas | East |  | Total | Check | Notes
| Operating MW Capacities at 12.31.15: | 6482 | 8876 | 6617.5 |  | 21975.5
| Granite Ridge Energy Center |  |  | 745 |  | 745
| Operating MW Capacities at 2.05.16: | 6482 | 8876 | 7362.5 | 0 | 22720.5 | 0
Proj under construction and advanced development :
Projects under construction
| York 2 Energy Center |  |  | 668 |  | 668
Proj under advanced development
| Guadalupe Peaking Energy Center |  | 0 |  |  | 0
| Mankato Energy Center II |  |  | 280 |  | 280
| Total under development/construction | 0 | 0 | 948 |  | 948
| Grand Total Net Base load Interest | 6482 | 8876 | 8310.5 |  | 23668.5 | 0
~MW Upgrade
| Pasadena (SW) | 2Q10 - 1 unit |  |  |  | 10
| Deer Park (SW) | 4Q09 - 1 unit, 2Q10 - 2 units, 2Q12 - 1 unit |  |  |  | 44
| Baytown (SW) | 1Q11 - 1 unit, 2Q11 - 2 units |  |  |  | 42
| Brazos Valley (GE) | 1Q11 - 2 units |  |  |  | 12
| Westbrook (GE) | 2Q11 - 1 unit, 2Q12 - 1 unit |  |  |  | 15
| Los Medanos (GE) | 2Q11 - 2 units |  |  |  | 12
| Delta (SW) | 2Q08 - 1 unit |  |  |  | 15
| Hermiston (SW) | 4Q11 - 2 units |  |  |  | 19
| Pastoria (GE) | 2Q12 - 2 units |  |  |  | 20
| Magic Valley (SW) | 2Q13 - 1 unit |  |  |  | 10
| Magic Valley (SW) | 2Q14 - 1 unit |  |  |  | 10
209
| SW total | 13 units
| GE total | 8 units
| Outstanding: | Committed but not yet complete
| SW total | 3 units

## CPN Portfolio 12.31.2015 (hidden)
Table of Operating Power Plants and Projects Under Construction and Advanced Development as of December 31, 2015
[7 empty] | Calpine Net | Calpine Net
|  |  |  | U.S. State or |  | Calpine | Interest | Interest With
|  |  | NERC | Canadian |  | Interest | Baseload | Peaking
| SEGMENT /Power Plant |  | Region | Province | Technology | Percentage | (MW) (1)(3) | (MW) (2)(3) |  |  | Count of Plants
| WEST | [7 empty] | Count
Geothermal
| McCabe #5 & #6 |  | WECC | CA | Renewable | 100% | 85 | 85 | 1 |  | 1
| Ridge Line #7 & #8 |  | WECC | CA | Renewable | 100% | 78 | 78 | 2 |  | 2
| Calistoga |  | WECC | CA | Renewable | 100% | 66 | 66 | 3 |  | 3
| Eagle Rock |  | WECC | CA | Renewable | 100% | 64 | 64 | 4 |  | 4
| Big Geysers |  | WECC | CA | Renewable | 100% | 60 | 60 | 5 |  | 5
| Quicksilver(4) |  | WECC | CA | Renewable | 100% | 53 | 53 | 6 |  | 6
| Cobb Creek |  | WECC | CA | Renewable | 100% | 51 | 51 | 7 |  | 7
| Lake View |  | WECC | CA | Renewable | 100% | 49 | 49 | 8 |  | 8
| Socrates(4) |  | WECC | CA | Renewable | 100% | 49 | 49 | 9 |  | 9
| Sulphur Springs |  | WECC | CA | Renewable | 100% | 47 | 47 | 10 |  | 10
| Grant(4) |  | WECC | CA | Renewable | 100% | 41 | 41 | 11 |  | 11
| Sonoma(4) |  | WECC | CA | Renewable | 100% | 37 | 37 | 12 |  | 12
| West Ford Flat(4) |  | WECC | CA | Renewable | 100% | 27 | 27 | 13 |  | 13
| Aidlin |  | WECC | CA | Renewable | 100% | 18 | 18 | 14 |  | 14
Natural Gas-Fired
| Delta Energy Center |  | WECC | CA | Combined Cycle | 100% | 835 | 857 | #REF! |  | 15
| Pastoria Energy Facility |  | WECC | CA | Combined Cycle | 100% | 770 | 749 | #REF! |  | 16
| Hermiston Power Project |  | WECC | OR | Combined Cycle | 100% | 566 | 635 | #REF! |  | 17
| Otay Mesa Energy Center |  | WECC | CA | Combined Cycle | 100% | 513 | 608 | #REF! |  | 18
| Metcalf Energy Center |  | WECC | CA | Combined Cycle | 100% | 564 | 605 | #REF! |  | 19
| Sutter Energy Center(5) |  | WECC | CA | Combined Cycle | 100% | 542 | 578 | #REF! |  | 20
| Los Medanos Energy Center |  | WECC | CA | Cogen | 100% | 518 | 572 | #REF! |  | 21
| South Point Energy Center(6) |  | WECC | AZ | Combined Cycle | 100% | 520 | 530 | #REF! |  | 22
| Russell City Energy Center |  | WECC | CA | Combined Cycle | 75% | 429 | 464.25 |  |  | 23
| Los Esteros Critical Energy Facility |  | WECC | CA | Combined Cycle | 100% | 243 | 309 | 6 |  | 24
| Gilroy Energy Center |  | WECC | CA | Simple Cycle | 100% | 0 | 141 | #REF! |  | 25
| Gilroy Cogeneration Plant |  | WECC | CA | Cogen | 100% | 109 | 130 | #REF! |  | 26
| King City Cogeneration Plant |  | WECC | CA | Cogen | 100% | 120 | 120 | #REF! |  | 27
| Wolfskill Energy Center |  | WECC | CA | Simple Cycle | 100% | 0 | 48 | #REF! |  | 28
| Yuba City Energy Center |  | WECC | CA | Simple Cycle | 100% | 0 | 47 | #REF! |  | 29
| Feather River Energy Center |  | WECC | CA | Simple Cycle | 100% | 0 | 47 | #REF! |  | 30
| Creed Energy Center |  | WECC | CA | Simple Cycle | 100% | 0 | 47 | #REF! |  | 31
| Lambie Energy Center |  | WECC | CA | Simple Cycle | 100% | 0 | 47 | #REF! |  | 32
| Goose Haven Energy Center |  | WECC | CA | Simple Cycle | 100% | 0 | 47 | #REF! |  | 33
| Riverview Energy Center |  | WECC | CA | Simple Cycle | 100% | 0 | 47 | #REF! |  | 34
| King City Peaking Energy Center |  | WECC | CA | Simple Cycle | 100% | 0 | 44 | #REF! |  | 35
| Agnews Power Plant |  | WECC | CA | Combined Cycle | 100% | 28 | 28 | #REF! |  | 36
| Subtotal | [5 empty] | 6482 | 7425.25 | #REF!
TEXAS
| Deer Park Energy Center |  | TRE | TX | Cogen | 100% | 1103 | 1204 |  |  | 37
| Guadalupe Energy Center |  | TRE | TX | Combined Cycle | 100% | 1009 | 1000 |  |  | 38
| Baytown Energy Center |  | TRE | TX | Cogen | 100% | 782 | 842 | #REF! |  | 39
| Channel Energy Center |  | TRE | TX | Cogen | 100% | 723 | 808 | #REF! |  | 40
| Pasadena Power Plant(7) |  | TRE | TX | Cogen/Combined Cycle | 100% | 763 | 781 | #REF! |  | 41
| Bosque Energy Center |  | TRE | TX | Combined Cycle | 100% | 740 | 762 |  |  | 42
| Freestone Energy Center |  | TRE | TX | Combined Cycle | 75% | 779 | 746 | #REF! |  | 43
| Magic Valley Generating Station |  | TRE | TX | Combined Cycle | 100% | 682 | 712 | #REF! |  | 44
| Brazos Valley Power Plant |  | TRE | TX | Combined Cycle | 100% | 523 | 609 | #REF! |  | 45
| Corpus Christi Energy Center |  | TRE | TX | Cogen | 100% | 426 | 500 | #REF! |  | 46
| Texas City Power Plant |  | TRE | TX | Cogen | 100% | 400 | 453 | #REF! |  | 47
| Clear Lake Power Plant(8) |  | TRE | TX | Cogen | 100% | 344 | 400 | #REF! |  | 48
| Hidalgo Energy Center |  | TRE | TX | Combined Cycle | 78.5% | 392 | 374 | #REF! |  | 49
| Freeport Energy Center(9) |  | TRE | TX | Cogen | 100% | 210 | 236 | #REF! |  | 50
| Subtotal | [5 empty] | 8876 | 9427 | #REF!
EAST
| Bethlehem Energy Center |  | RFC | PA | Combined Cycle | 100% | 1047 | 1130 |  |  | 51
| Hay Road Energy Center |  | RFC | DE | Combined Cycle | 100% | 1039 | 1130 | #REF! |  | 52
| Morgan Energy Center |  | SERC | AL | Cogen | 100% | 720 | 807 | #REF! |  | 53
| Fore River Energy Center |  | NPCC | MA | Combined Cycle | 100% | 750 | 731 |  |  | 54
| Edge Moor Energy Center |  | RFC | DE | Steam Cycle | 100% | 0 | 725 | #REF! |  | 55
| Osprey Energy Center(10) |  | FRCC | FL | Combined Cycle | 100% | 537 | 599 | #REF! |  | 56
| York Energy Center |  | RFC | PA | Combined Cycle | 100% | 518.5 | 565 | #REF! |  | 57
| Westbrook Energy Center |  | NPCC | ME | Combined Cycle | 100% | 552 | 552 |  |  | 58
| Greenfield Energy Centre(11) |  | NPCC | ON | Combined Cycle | 50% | 422 | 519 | #REF! |  | 59
| RockGen Energy Center |  | MRO | WI | Simple Cycle | 100% | 0 | 503 | #REF! |  | 60
| Zion Energy Center |  | RFC | IL | Simple Cycle | 100% | 0 | 503 | #REF! |  | 61
| Mankato Power Plant |  | MRO | MN | Combined Cycle | 100% | 280 | 375 | #REF! |  | 62
| Garrison Energy Center |  | RFC | DE | Combined Cycle | 100% | 273 | 309 |  |  | 63
| Pine Bluff Energy Center |  | SERC | AR | Cogen | 100% | 184 | 215 | #REF! |  | 64
| Cumberland Energy Center |  | RFC | NJ | Simple Cycle | 100% | 0 | 191 | #REF! |  | 65
| Kennedy International Airport Power Plant |  | NPCC | NY | Cogen | 100% | 110 | 121 | #REF! |  | 66
| Auburndale Peaking Energy Center |  | FRCC | FL | Simple Cycle | 100% | 0 | 117 | #REF! |  | 67
| Sherman Avenue Energy Center |  | RFC | NJ | Simple Cycle | 100% | 0 | 92 | #REF! |  | 68
| Bethpage Energy Center 3 |  | NPCC | NY | Combined Cycle | 100% | 60 | 80 | #REF! |  | 69
| Carll's Corner Energy Center |  | RFC | NJ | Simple Cycle | 100% | 0 | 73 | #REF! |  | 70
| Mickleton Energy Center |  | RFC | NJ | Simple Cycle | 100% | 0 | 67 | #REF! |  | 71
| Bethpage Power Plant |  | NPCC | NY | Combined Cycle | 100% | 55 | 56 | #REF! |  | 72
| Christiana Energy Center |  | RFC | DE | Simple Cycle | 100% | 0 | 53 | #REF! |  | 73
| Bethpage Peaker |  | NPCC | NY | Simple Cycle | 100% | 0 | 48 | #REF! |  | 74
| Stony Brook Power Plant |  | NPCC | NY | Cogen | 100% | 45 | 47 | #REF! |  | 75
| Tasley Energy Center |  | RFC | VA | Simple Cycle | 100% | 0 | 33 | #REF! |  | 76
| Whitby Cogeneration(12) |  | NPCC | ON | Cogen | 50% | 25 | 25 | #REF! |  | 77
| Delaware City Energy Center |  | RFC | DE | Simple Cycle | 100% | 0 | 23 | #REF! |  | 78
| West Energy Center |  | RFC | DE | Simple Cycle | 100% | 0 | 20 | #REF! |  | 79
| Bayview Energy Center |  | RFC | VA | Simple Cycle | 100% | 0 | 12 | #REF! |  | 80
| Crisfield Energy Center |  | RFC | MD | Simple Cycle | 100% | 0 | 10 | #REF! |  | 81
| Vineland Solar Energy Center |  | RFC | NJ | Renewable | 100% | 0 | 4 | #REF! |  | 82 | Total number of plants
| Subtotal | [5 empty] | 6617.5 | 9735 | #REF! | Total count of pwr plants
| Total operating power plants | 82 |  |  |  |  | 21975.5 | 26587.25
Projects Under Construction and Advanced Development
Projects under construction
| York 2 Energy Center(13) |  | RFC | PA | Combined Cycle | 100% | 668 | 760 | #REF!
Projects under advanced development
| Guadalupe Peaking Energy Center |  | TRE | TX | Simple Cycle | 100% | 0 | 418
| Mankato Power Plant Expansion |  | MRO | MN | Combined Cycle | 100% | 280 | 345
| Total operating power plants and projects under construction and advanced development | [5 empty] | 22923.5 | 28110.25
-1 | Natural gas-fired fleet capacities are generally derived on as-built as-designed outputs, including upgrades, based on site specific annual average temperatures and average process steam flows for cogeneration power plants, as applicable. Geothermal capacities are derived from historical generation output and steam reservoir modeling under average ambient conditions (temperatures and rainfall).
-2 | Natural gas-fired fleet peaking capacities are primarily derived on as-built as-designed peaking outputs based on site specific average summer temperatures and include power enhancement features such as heat recovery steam generator duct-firing, gas turbine power augmentation, and/or other power augmentation features. For certain power plants with definitive contracts, capacities at contract conditions have been included. Oil-fired capacities reflect capacity test results.
-3 | These outputs do not factor in the typical MW loss and recovery profiles over time, which natural-gas fired turbine power plants display associated with their planned major maintenance schedules.
-4 | These geothermal power plants were impacted by a wildfire in September 2015.
-5 | We intend to suspend operations at our Sutter Energy Center for 2016 to assess the future of the facility.
-6 | South Point Unit 2 experienced a combustion turbine outage in the Fall of 2015 and we are currently evaluating the timing of repairs.
-7 | Pasadena is comprised of 260 MW of cogen technology and 521 MW of combined cycle (non-cogen) technology.
-8 | We suspended operations on one of the units at our Clear Lake Power Plant which reduced the baseload and peaking operating capacities by 102 MW and 92 MW, respectively. However, this unit can be restored at our discretion based on market conditions.
-9 | Freeport Energy Center is owned by Calpine; however, it is contracted and operated by The Dow Chemical Company.
-10 | We have entered into an asset sale agreement with Duke Energy Florida, Inc. for the sale of Osprey Energy Center in January 2017.
-11 | Calpine holds a 50% partnership interest in Greenfield LP through its subsidiaries; however, it is operated by a third party.
-12 | Calpine holds a 50% partnership interest in Whitby Cogeneration through its subsidiaries; however, it is operated by Atlantic Packaging Products Ltd.
-13 | PJM has completed the interconnection study process for an additional 68 MW of planned capacity at the York 2 Energy Center and this incremental capacity cleared the 2018/2019 base residual auction.

## Recon Peaking 12.31.15 (hidden)
Table of Operating Power Plants and Projects Under Advanced Development/Construction Recon
|  | West | Texas | East |  | Total | Check | Notes
| Operating MW Capacities at 9.30.15: | 7425.25 | 9427 | 9735 |  | 26587.25
| Operating MW Capacities at 12.31.15: | 7425.25 | 9427 | 9735 | 0 | 26587.25 | 0
Proj under advanced development and construction:
Projects under construction
| York 2 Energy Center |  |  | 760 |  | 760
Proj under advanced development
| Guadalupe Peaking Energy Center |  | 418 |  |  | 418
| Mankato Energy Center II |  |  | 345 |  | 345
| Total under development/construction | 0 | 418 | 1105 |  | 1523
| Grand Total Net Peak Interest | 7425.25 | 9845 | 10840 |  | 28110.25 | 0
~MW Upgrade
| Pasadena (SW) | 2Q10 - 1 unit |  |  |  | 10
| Deer Park (SW) | 4Q09 - 1 unit, 2Q10 - 2 units, 2Q12 - 1 unit |  |  |  | 44
| Baytown (SW) | 1Q11 - 1 unit, 2Q11 - 2 units |  |  |  | 42
| Brazos Valley (GE) | 1Q11 - 2 units |  |  |  | 12
| Westbrook (GE) | 2Q11 - 1 unit, 2Q12 - 1 unit |  |  |  | 15
| Los Medanos (GE) | 2Q11 - 2 units |  |  |  | 12
| Delta (SW) | 2Q08 - 1 unit |  |  |  | 15
| Hermiston (SW) | 4Q11 - 2 units |  |  |  | 19
| Pastoria (GE) | 2Q12 - 2 units |  |  |  | 20
| Magic Valley (SW) | 2Q13 - 1 unit |  |  |  | 10
| Magic Valley (SW) | 2Q14 - 1 unit |  |  |  | 10
209
| SW total | 13 units
| GE total | 8 units
| Outstanding: | Committed but not yet complete
| SW total | 3 units

## Recon Baseload 12.31.15 (hidden)
Table of Operating Power Plants and Projects Under Advanced Development/Construction Recon
|  | West | Texas | East |  | Total | Check | Notes
| Operating MW Capacities at 9.30.15: | 6482 | 8876 | 6617.5 |  | 21975.5
| Operating MW Capacities at 12.31.15: | 6482 | 8876 | 6617.5 | 0 | 21975.5 | 0
Proj under construction and advanced development :
Projects under construction
| York 2 Energy Center |  |  | 668 |  | 668
Proj under advanced development
| Guadalupe Peaking Energy Center |  | 0 |  |  | 0
| Mankato Energy Center II |  |  | 280 |  | 280
| Total under development/construction | 0 | 0 | 948 |  | 948
| Grand Total Net Base load Interest | 6482 | 8876 | 7565.5 |  | 22923.5 | 0
~MW Upgrade
| Pasadena (SW) | 2Q10 - 1 unit |  |  |  | 10
| Deer Park (SW) | 4Q09 - 1 unit, 2Q10 - 2 units, 2Q12 - 1 unit |  |  |  | 44
| Baytown (SW) | 1Q11 - 1 unit, 2Q11 - 2 units |  |  |  | 42
| Brazos Valley (GE) | 1Q11 - 2 units |  |  |  | 12
| Westbrook (GE) | 2Q11 - 1 unit, 2Q12 - 1 unit |  |  |  | 15
| Los Medanos (GE) | 2Q11 - 2 units |  |  |  | 12
| Delta (SW) | 2Q08 - 1 unit |  |  |  | 15
| Hermiston (SW) | 4Q11 - 2 units |  |  |  | 19
| Pastoria (GE) | 2Q12 - 2 units |  |  |  | 20
| Magic Valley (SW) | 2Q13 - 1 unit |  |  |  | 10
| Magic Valley (SW) | 2Q14 - 1 unit |  |  |  | 10
209
| SW total | 13 units
| GE total | 8 units
| Outstanding: | Committed but not yet complete
| SW total | 3 units

## CPN Portfolio 9.30.2015 (hidden)
Table of Operating Power Plants and Projects Under Construction and Advanced Development as of September 30, 2015
[7 empty] | Calpine Net | Calpine Net
|  |  |  | U.S. State or |  | Calpine | Interest | Interest With
|  |  | NERC | Canadian |  | Interest | Baseload | Peaking
| SEGMENT /Power Plant |  | Region | Province | Technology | Percentage | (MW) (1)(3) | (MW) (2)(3) |  |  | Count of Plants
| WEST | [7 empty] | Count
Geothermal
| McCabe #5 & #6 |  | WECC | CA | Renewable | 100% | 85 | 85 | 1 |  | 1
| Ridge Line #7 & #8 |  | WECC | CA | Renewable | 100% | 78 | 78 | 2 |  | 2
| Calistoga |  | WECC | CA | Renewable | 100% | 66 | 66 | 3 |  | 3
| Eagle Rock |  | WECC | CA | Renewable | 100% | 64 | 64 | 4 |  | 4
| Big Geysers |  | WECC | CA | Renewable | 100% | 60 | 60 | 5 |  | 5
| Quicksilver |  | WECC | CA | Renewable | 100% | 53 | 53 | 6 |  | 6
| Cobb Creek |  | WECC | CA | Renewable | 100% | 51 | 51 | 7 |  | 7
| Lake View |  | WECC | CA | Renewable | 100% | 49 | 49 | 8 |  | 8
| Socrates |  | WECC | CA | Renewable | 100% | 49 | 49 | 9 |  | 9
| Sulphur Springs |  | WECC | CA | Renewable | 100% | 47 | 47 | 10 |  | 10
| Grant |  | WECC | CA | Renewable | 100% | 41 | 41 | 11 |  | 11
| Sonoma |  | WECC | CA | Renewable | 100% | 37 | 37 | 12 |  | 12
| West Ford Flat |  | WECC | CA | Renewable | 100% | 27 | 27 | 13 |  | 13
| Aidlin |  | WECC | CA | Renewable | 100% | 18 | 18 | 14 |  | 14
Natural Gas-Fired
| Delta Energy Center |  | WECC | CA | Combined Cycle | 100% | 835 | 857 | #REF! |  | 15
| Pastoria Energy Facility |  | WECC | CA | Combined Cycle | 100% | 770 | 749 | #REF! |  | 16
| Hermiston Power Project |  | WECC | OR | Combined Cycle | 100% | 566 | 635 | #REF! |  | 17
| Otay Mesa Energy Center |  | WECC | CA | Combined Cycle | 100% | 513 | 608 | #REF! |  | 18
| Metcalf Energy Center |  | WECC | CA | Combined Cycle | 100% | 564 | 605 | #REF! |  | 19
| Sutter Energy Center |  | WECC | CA | Combined Cycle | 100% | 542 | 578 | #REF! |  | 20
| Los Medanos Energy Center |  | WECC | CA | Cogen | 100% | 518 | 572 | #REF! |  | 21
| South Point Energy Center |  | WECC | AZ | Combined Cycle | 100% | 520 | 530 | #REF! |  | 22
| Russell City Energy Center |  | WECC | CA | Combined Cycle | 75% | 429 | 464.25 |  |  | 23
| Los Esteros Critical Energy Facility |  | WECC | CA | Combined Cycle | 100% | 243 | 309 | 6 |  | 24
| Gilroy Energy Center |  | WECC | CA | Simple Cycle | 100% | 0 | 141 | #REF! |  | 25
| Gilroy Cogeneration Plant |  | WECC | CA | Cogen | 100% | 109 | 130 | #REF! |  | 26
| King City Cogeneration Plant |  | WECC | CA | Cogen | 100% | 120 | 120 | #REF! |  | 27
| Wolfskill Energy Center |  | WECC | CA | Simple Cycle | 100% | 0 | 48 | #REF! |  | 28
| Yuba City Energy Center |  | WECC | CA | Simple Cycle | 100% | 0 | 47 | #REF! |  | 29
| Feather River Energy Center |  | WECC | CA | Simple Cycle | 100% | 0 | 47 | #REF! |  | 30
| Creed Energy Center |  | WECC | CA | Simple Cycle | 100% | 0 | 47 | #REF! |  | 31
| Lambie Energy Center |  | WECC | CA | Simple Cycle | 100% | 0 | 47 | #REF! |  | 32
| Goose Haven Energy Center |  | WECC | CA | Simple Cycle | 100% | 0 | 47 | #REF! |  | 33
| Riverview Energy Center |  | WECC | CA | Simple Cycle | 100% | 0 | 47 | #REF! |  | 34
| King City Peaking Energy Center |  | WECC | CA | Simple Cycle | 100% | 0 | 44 | #REF! |  | 35
| Agnews Power Plant |  | WECC | CA | Combined Cycle | 100% | 28 | 28 | #REF! |  | 36
| Subtotal | [5 empty] | 6482 | 7425.25 | #REF!
TEXAS
| Deer Park Energy Center |  | TRE | TX | Cogen | 100% | 1103 | 1204 |  |  | 37
| Guadalupe Energy Center |  | TRE | TX | Combined Cycle | 100% | 1009 | 1000 |  |  | 38
| Baytown Energy Center |  | TRE | TX | Cogen | 100% | 782 | 842 | #REF! |  | 39
| Channel Energy Center |  | TRE | TX | Cogen | 100% | 723 | 808 | #REF! |  | 40
| Pasadena Power Plant(4) |  | TRE | TX | Cogen/Combined Cycle | 100% | 763 | 781 | #REF! |  | 41
| Bosque Energy Center |  | TRE | TX | Combined Cycle | 100% | 740 | 762 |  |  | 42
| Freestone Energy Center |  | TRE | TX | Combined Cycle | 75% | 779 | 746 | #REF! |  | 43
| Magic Valley Generating Station |  | TRE | TX | Combined Cycle | 100% | 682 | 712 | #REF! |  | 44
| Brazos Valley Power Plant |  | TRE | TX | Combined Cycle | 100% | 523 | 609 | #REF! |  | 45
| Corpus Christi Energy Center |  | TRE | TX | Cogen | 100% | 426 | 500 | #REF! |  | 46
| Texas City Power Plant |  | TRE | TX | Cogen | 100% | 400 | 453 | #REF! |  | 47
| Clear Lake Power Plant |  | TRE | TX | Cogen | 100% | 344 | 400 | #REF! |  | 48
| Hidalgo Energy Center |  | TRE | TX | Combined Cycle | 78.5% | 392 | 374 | #REF! |  | 49
| Freeport Energy Center(5) |  | TRE | TX | Cogen | 100% | 210 | 236 | #REF! |  | 50
| Subtotal | [5 empty] | 8876 | 9427 | #REF!
EAST
| Bethlehem Energy Center |  | RFC | PA | Combined Cycle | 100% | 1047 | 1130 |  |  | 51
| Hay Road Energy Center |  | RFC | DE | Combined Cycle | 100% | 1039 | 1130 | #REF! |  | 52
| Morgan Energy Center |  | SERC | AL | Cogen | 100% | 720 | 807 | #REF! |  | 53
| Fore River Energy Center |  | NPCC | MA | Combined Cycle | 100% | 750 | 731 |  |  | 54
| Edge Moor Energy Center |  | RFC | DE | Steam Cycle | 100% | 0 | 725 | #REF! |  | 55
| Osprey Energy Center(6) |  | FRCC | FL | Combined Cycle | 100% | 537 | 599 | #REF! |  | 56
| York Energy Center |  | RFC | PA | Combined Cycle | 100% | 518.5 | 565 | #REF! |  | 57
| Westbrook Energy Center |  | NPCC | ME | Combined Cycle | 100% | 552 | 552 |  |  | 58
| Greenfield Energy Centre(7) |  | NPCC | ON | Combined Cycle | 50% | 422 | 519 | #REF! |  | 59
| RockGen Energy Center |  | MRO | WI | Simple Cycle | 100% | 0 | 503 | #REF! |  | 60
| Zion Energy Center |  | RFC | IL | Simple Cycle | 100% | 0 | 503 | #REF! |  | 61
| Mankato Power Plant |  | MRO | MN | Combined Cycle | 100% | 280 | 375 | #REF! |  | 62
| Garrison Energy Center |  | RFC | DE | Combined Cycle | 100% | 273 | 309 |  |  | 63
| Pine Bluff Energy Center |  | SERC | AR | Cogen | 100% | 184 | 215 | #REF! |  | 64
| Cumberland Energy Center |  | RFC | NJ | Simple Cycle | 100% | 0 | 191 | #REF! |  | 65
| Kennedy International Airport Power Plant |  | NPCC | NY | Cogen | 100% | 110 | 121 | #REF! |  | 66
| Auburndale Peaking Energy Center |  | FRCC | FL | Simple Cycle | 100% | 0 | 117 | #REF! |  | 67
| Sherman Avenue Energy Center |  | RFC | NJ | Simple Cycle | 100% | 0 | 92 | #REF! |  | 68
| Bethpage Energy Center 3 |  | NPCC | NY | Combined Cycle | 100% | 60 | 80 | #REF! |  | 69
| Carll's Corner Energy Center |  | RFC | NJ | Simple Cycle | 100% | 0 | 73 | #REF! |  | 70
| Mickleton Energy Center |  | RFC | NJ | Simple Cycle | 100% | 0 | 67 | #REF! |  | 71
| Bethpage Power Plant |  | NPCC | NY | Combined Cycle | 100% | 55 | 56 | #REF! |  | 72
| Christiana Energy Center |  | RFC | DE | Simple Cycle | 100% | 0 | 53 | #REF! |  | 73
| Bethpage Peaker |  | NPCC | NY | Simple Cycle | 100% | 0 | 48 | #REF! |  | 74
| Stony Brook Power Plant |  | NPCC | NY | Cogen | 100% | 45 | 47 | #REF! |  | 75
| Tasley Energy Center |  | RFC | VA | Simple Cycle | 100% | 0 | 33 | #REF! |  | 76
| Whitby Cogeneration(8) |  | NPCC | ON | Cogen | 50% | 25 | 25 | #REF! |  | 77
| Delaware City Energy Center |  | RFC | DE | Simple Cycle | 100% | 0 | 23 | #REF! |  | 78
| West Energy Center |  | RFC | DE | Simple Cycle | 100% | 0 | 20 | #REF! |  | 79
| Bayview Energy Center |  | RFC | VA | Simple Cycle | 100% | 0 | 12 | #REF! |  | 80
| Crisfield Energy Center |  | RFC | MD | Simple Cycle | 100% | 0 | 10 | #REF! |  | 81
| Vineland Solar Energy Center |  | RFC | NJ | Renewable | 100% | 0 | 4 | #REF! |  | 82 | Total number of plants
| Subtotal | [5 empty] | 6617.5 | 9735 | #REF! | Total count of pwr plants
| Total operating power plants | 82 |  |  |  |  | 21975.5 | 26587.25
Projects Under Construction and Advanced Development
Projects under construction
| York 2 Energy Center |  | RFC | PA | Combined Cycle | 100% | 668 | 760 | #REF!
Projects under advanced development
| Guadalupe Peaking Energy Center |  | TRE | TX | Simple Cycle | 100% | 0 | 418
| Mankato Power Plant Expansion |  | MRO | MN | Combined Cycle | 100% | 280 | 345
| Total operating power plants and projects under construction and advanced development | [5 empty] | 22923.5 | 28110.25
-1 | Natural gas-fired fleet capacities are generally derived on as-built as-designed outputs, including upgrades, based on site specific annual average temperatures and average process steam flows for cogeneration power plants, as applicable. Geothermal capacities are derived from historical generation output and steam reservoir modeling under average ambient conditions (temperatures and rainfall).
-2 | Natural gas-fired fleet peaking capacities are primarily derived on as-built as-designed peaking outputs based on site specific average summer temperatures and include power enhancement features such as heat recovery steam generator duct-firing, gas turbine power augmentation, and/or other power augmentation features. For certain power plants with definitive contracts, capacities at contract conditions have been included. Oil-fired capacities reflect capacity test results.
-3 | These outputs do not factor in the typical MW loss and recovery profiles over time, which natural-gas fired turbine power plants display associated with their planned major maintenance schedules.
-4 | Pasadena is comprised of 260 MW of cogen technology and 521 MW of combined cycle (non-cogen) technology.
-5 | Freeport Energy Center is owned by Calpine; however, it is contracted and operated by The Dow Chemical Company.
-6 | We have entered into an asset sale agreement with Duke Energy Florida, Inc. for the sale of Osprey Energy Center in January 2017.
-7 | Calpine holds a 50% partnership interest in Greenfield LP through its subsidiaries; however, it is operated by a third party.
-8 | Calpine holds a 50% partnership interest in Whitby Cogeneration through its subsidiaries; however, it is operated by Atlantic Packaging Products Ltd.

## Recon Peaking 9.30.15 (hidden)
Table of Operating Power Plants and Projects Under Advanced Development/Construction Recon
|  | West | Texas | East |  | Total | Check | Notes
| Operating MW Capacities at 7.01.15: | 7425.25 | 9427 | 9735 |  | 26587.25
| Operating MW Capacities at 9.30.15: | 7425.25 | 9427 | 9735 | 0 | 26587.25 | 0
Proj under advanced development and construction:
Projects under construction
| York 2 Energy Center |  |  | 760 |  | 760
Proj under advanced development
| Guadalupe Peaking Energy Center |  | 418 |  |  | 418
| Mankato Energy Center II |  |  | 345 |  | 345
| Total under development/construction | 0 | 418 | 1105 |  | 1523
| Grand Total Net Peak Interest | 7425.25 | 9845 | 10840 |  | 28110.25 | 0
~MW Upgrade
| Pasadena (SW) | 2Q10 - 1 unit |  |  |  | 10
| Deer Park (SW) | 4Q09 - 1 unit, 2Q10 - 2 units, 2Q12 - 1 unit |  |  |  | 44
| Baytown (SW) | 1Q11 - 1 unit, 2Q11 - 2 units |  |  |  | 42
| Brazos Valley (GE) | 1Q11 - 2 units |  |  |  | 12
| Westbrook (GE) | 2Q11 - 1 unit, 2Q12 - 1 unit |  |  |  | 15
| Los Medanos (GE) | 2Q11 - 2 units |  |  |  | 12
| Delta (SW) | 2Q08 - 1 unit |  |  |  | 15
| Hermiston (SW) | 4Q11 - 2 units |  |  |  | 19
| Pastoria (GE) | 2Q12 - 2 units |  |  |  | 20
| Magic Valley (SW) | 2Q13 - 1 unit |  |  |  | 10
| Magic Valley (SW) | 2Q14 - 1 unit |  |  |  | 10
209
| SW total | 13 units
| GE total | 8 units
| Outstanding: | Committed but not yet complete
| SW total | 3 units

## Recon Baseload 9.30.15 (hidden)
Table of Operating Power Plants and Projects Under Advanced Development/Construction Recon
|  | West | Texas | East |  | Total | Check | Notes
| Operating MW Capacities at 7.01.15: | 6482 | 8876 | 6617.5 |  | 21975.5
| Operating MW Capacities at 9.30.15: | 6482 | 8876 | 6617.5 | 0 | 21975.5 | 0
Proj under construction and advanced development :
Projects under construction
| York 2 Energy Center |  |  | 668 |  | 668
Proj under advanced development
| Guadalupe Peaking Energy Center |  | 0 |  |  | 0
| Mankato Energy Center II |  |  | 280 |  | 280
| Total under development/construction | 0 | 0 | 948 |  | 948
| Grand Total Net Base load Interest | 6482 | 8876 | 7565.5 |  | 22923.5 | 0
~MW Upgrade
| Pasadena (SW) | 2Q10 - 1 unit |  |  |  | 10
| Deer Park (SW) | 4Q09 - 1 unit, 2Q10 - 2 units, 2Q12 - 1 unit |  |  |  | 44
| Baytown (SW) | 1Q11 - 1 unit, 2Q11 - 2 units |  |  |  | 42
| Brazos Valley (GE) | 1Q11 - 2 units |  |  |  | 12
| Westbrook (GE) | 2Q11 - 1 unit, 2Q12 - 1 unit |  |  |  | 15
| Los Medanos (GE) | 2Q11 - 2 units |  |  |  | 12
| Delta (SW) | 2Q08 - 1 unit |  |  |  | 15
| Hermiston (SW) | 4Q11 - 2 units |  |  |  | 19
| Pastoria (GE) | 2Q12 - 2 units |  |  |  | 20
| Magic Valley (SW) | 2Q13 - 1 unit |  |  |  | 10
| Magic Valley (SW) | 2Q14 - 1 unit |  |  |  | 10
209
| SW total | 13 units
| GE total | 8 units
| Outstanding: | Committed but not yet complete
| SW total | 3 units

## CPN Portfolio 7.01.2015 (hidden)
Table of Operating Power Plants and Projects Under Construction and Advanced Development as of July 1, 2015
[7 empty] | Calpine Net | Calpine Net
|  |  |  | U.S. State or |  | Calpine | Interest | Interest With
|  |  | NERC | Canadian |  | Interest | Baseload | Peaking
| SEGMENT /Power Plant |  | Region | Province | Technology | Percentage | (MW) (1)(3) | (MW) (2)(3) |  |  | Count of Plants
| WEST | [7 empty] | Count
Geothermal
| McCabe #5 & #6 |  | WECC | CA | Renewable | 100% | 85 | 85 | 1 |  | 1
| Ridge Line #7 & #8 |  | WECC | CA | Renewable | 100% | 78 | 78 | 2 |  | 2
| Calistoga |  | WECC | CA | Renewable | 100% | 66 | 66 | 3 |  | 3
| Eagle Rock |  | WECC | CA | Renewable | 100% | 64 | 64 | 4 |  | 4
| Big Geysers |  | WECC | CA | Renewable | 100% | 60 | 60 | 5 |  | 5
| Quicksilver |  | WECC | CA | Renewable | 100% | 53 | 53 | 6 |  | 6
| Cobb Creek |  | WECC | CA | Renewable | 100% | 51 | 51 | 7 |  | 7
| Lake View |  | WECC | CA | Renewable | 100% | 49 | 49 | 8 |  | 8
| Socrates |  | WECC | CA | Renewable | 100% | 49 | 49 | 9 |  | 9
| Sulphur Springs |  | WECC | CA | Renewable | 100% | 47 | 47 | 10 |  | 10
| Grant |  | WECC | CA | Renewable | 100% | 41 | 41 | 11 |  | 11
| Sonoma |  | WECC | CA | Renewable | 100% | 37 | 37 | 12 |  | 12
| West Ford Flat |  | WECC | CA | Renewable | 100% | 27 | 27 | 13 |  | 13
| Aidlin |  | WECC | CA | Renewable | 100% | 18 | 18 | 14 |  | 14
Natural Gas-Fired
| Delta Energy Center |  | WECC | CA | Combined Cycle | 100% | 835 | 857 | #REF! |  | 15
| Pastoria Energy Facility |  | WECC | CA | Combined Cycle | 100% | 770 | 749 | #REF! |  | 16
| Hermiston Power Project |  | WECC | OR | Combined Cycle | 100% | 566 | 635 | #REF! |  | 17
| Otay Mesa Energy Center |  | WECC | CA | Combined Cycle | 100% | 513 | 608 | #REF! |  | 18
| Metcalf Energy Center |  | WECC | CA | Combined Cycle | 100% | 564 | 605 | #REF! |  | 19
| Sutter Energy Center |  | WECC | CA | Combined Cycle | 100% | 542 | 578 | #REF! |  | 20
| Los Medanos Energy Center |  | WECC | CA | Cogen | 100% | 518 | 572 | #REF! |  | 21
| South Point Energy Center |  | WECC | AZ | Combined Cycle | 100% | 520 | 530 | #REF! |  | 22
| Russell City Energy Center |  | WECC | CA | Combined Cycle | 75% | 429 | 464.25 |  |  | 23
| Los Esteros Critical Energy Facility |  | WECC | CA | Combined Cycle | 100% | 243 | 309 | 6 |  | 24
| Gilroy Energy Center |  | WECC | CA | Simple Cycle | 100% | 0 | 141 | #REF! |  | 25
| Gilroy Cogeneration Plant |  | WECC | CA | Cogen | 100% | 109 | 130 | #REF! |  | 26
| King City Cogeneration Plant |  | WECC | CA | Cogen | 100% | 120 | 120 | #REF! |  | 27
| Wolfskill Energy Center |  | WECC | CA | Simple Cycle | 100% | 0 | 48 | #REF! |  | 28
| Yuba City Energy Center |  | WECC | CA | Simple Cycle | 100% | 0 | 47 | #REF! |  | 29
| Feather River Energy Center |  | WECC | CA | Simple Cycle | 100% | 0 | 47 | #REF! |  | 30
| Creed Energy Center |  | WECC | CA | Simple Cycle | 100% | 0 | 47 | #REF! |  | 31
| Lambie Energy Center |  | WECC | CA | Simple Cycle | 100% | 0 | 47 | #REF! |  | 32
| Goose Haven Energy Center |  | WECC | CA | Simple Cycle | 100% | 0 | 47 | #REF! |  | 33
| Riverview Energy Center |  | WECC | CA | Simple Cycle | 100% | 0 | 47 | #REF! |  | 34
| King City Peaking Energy Center |  | WECC | CA | Simple Cycle | 100% | 0 | 44 | #REF! |  | 35
| Agnews Power Plant |  | WECC | CA | Combined Cycle | 100% | 28 | 28 | #REF! |  | 36
| Subtotal | [5 empty] | 6482 | 7425.25 | #REF!
TEXAS
| Deer Park Energy Center |  | TRE | TX | Cogen | 100% | 1103 | 1204 |  |  | 37
| Guadalupe Energy Center |  | TRE | TX | Combined Cycle | 100% | 1009 | 1000 |  |  | 38
| Baytown Energy Center |  | TRE | TX | Cogen | 100% | 782 | 842 | #REF! |  | 39
| Channel Energy Center |  | TRE | TX | Cogen | 100% | 723 | 808 | #REF! |  | 40
| Pasadena Power Plant(4) |  | TRE | TX | Cogen/Combined Cycle | 100% | 763 | 781 | #REF! |  | 41
| Bosque Energy Center |  | TRE | TX | Combined Cycle | 100% | 740 | 762 |  |  | 42
| Freestone Energy Center |  | TRE | TX | Combined Cycle | 75% | 779 | 746 | #REF! |  | 43
| Magic Valley Generating Station |  | TRE | TX | Combined Cycle | 100% | 682 | 712 | #REF! |  | 44
| Brazos Valley Power Plant |  | TRE | TX | Combined Cycle | 100% | 523 | 609 | #REF! |  | 45
| Corpus Christi Energy Center |  | TRE | TX | Cogen | 100% | 426 | 500 | #REF! |  | 46
| Texas City Power Plant |  | TRE | TX | Cogen | 100% | 400 | 453 | #REF! |  | 47
| Clear Lake Power Plant |  | TRE | TX | Cogen | 100% | 344 | 400 | #REF! |  | 48
| Hidalgo Energy Center |  | TRE | TX | Combined Cycle | 78.5% | 392 | 374 | #REF! |  | 49
| Freeport Energy Center(5) |  | TRE | TX | Cogen | 100% | 210 | 236 | #REF! |  | 50
| Subtotal | [5 empty] | 8876 | 9427 | #REF!
EAST
| Bethlehem Energy Center |  | RFC | PA | Combined Cycle | 100% | 1047 | 1130 |  |  | 51
| Hay Road Energy Center |  | RFC | DE | Combined Cycle | 100% | 1039 | 1130 | #REF! |  | 52
| Morgan Energy Center |  | SERC | AL | Cogen | 100% | 720 | 807 | #REF! |  | 53
| Fore River Energy Center |  | NPCC | MA | Combined Cycle | 100% | 750 | 731 |  |  | 54
| Edge Moor Energy Center |  | RFC | DE | Steam Cycle | 100% | 0 | 725 | #REF! |  | 55
| Osprey Energy Center(6) |  | FRCC | FL | Combined Cycle | 100% | 537 | 599 | #REF! |  | 56
| York Energy Center |  | RFC | PA | Combined Cycle | 100% | 518.5 | 565 | #REF! |  | 57
| Westbrook Energy Center |  | NPCC | ME | Combined Cycle | 100% | 552 | 552 |  |  | 58
| Greenfield Energy Centre(7) |  | NPCC | ON | Combined Cycle | 50% | 422 | 519 | #REF! |  | 59
| RockGen Energy Center |  | MRO | WI | Simple Cycle | 100% | 0 | 503 | #REF! |  | 60
| Zion Energy Center |  | RFC | IL | Simple Cycle | 100% | 0 | 503 | #REF! |  | 61
| Mankato Power Plant |  | MRO | MN | Combined Cycle | 100% | 280 | 375 | #REF! |  | 62
| Garrison Energy Center |  | RFC | DE | Combined Cycle | 100% | 273 | 309 |  |  | 63
| Pine Bluff Energy Center |  | SERC | AR | Cogen | 100% | 184 | 215 | #REF! |  | 64
| Cumberland Energy Center |  | RFC | NJ | Simple Cycle | 100% | 0 | 191 | #REF! |  | 65
| Kennedy International Airport Power Plant |  | NPCC | NY | Cogen | 100% | 110 | 121 | #REF! |  | 66
| Auburndale Peaking Energy Center |  | FRCC | FL | Simple Cycle | 100% | 0 | 117 | #REF! |  | 67
| Sherman Avenue Energy Center |  | RFC | NJ | Simple Cycle | 100% | 0 | 92 | #REF! |  | 68
| Bethpage Energy Center 3 |  | NPCC | NY | Combined Cycle | 100% | 60 | 80 | #REF! |  | 69
| Carll's Corner Energy Center |  | RFC | NJ | Simple Cycle | 100% | 0 | 73 | #REF! |  | 70
| Mickleton Energy Center |  | RFC | NJ | Simple Cycle | 100% | 0 | 67 | #REF! |  | 71
| Bethpage Power Plant |  | NPCC | NY | Combined Cycle | 100% | 55 | 56 | #REF! |  | 72
| Christiana Energy Center |  | RFC | DE | Simple Cycle | 100% | 0 | 53 | #REF! |  | 73
| Bethpage Peaker |  | NPCC | NY | Simple Cycle | 100% | 0 | 48 | #REF! |  | 74
| Stony Brook Power Plant |  | NPCC | NY | Cogen | 100% | 45 | 47 | #REF! |  | 75
| Tasley Energy Center |  | RFC | VA | Simple Cycle | 100% | 0 | 33 | #REF! |  | 76
| Whitby Cogeneration(8) |  | NPCC | ON | Cogen | 50% | 25 | 25 | #REF! |  | 77
| Delaware City Energy Center |  | RFC | DE | Simple Cycle | 100% | 0 | 23 | #REF! |  | 78
| West Energy Center |  | RFC | DE | Simple Cycle | 100% | 0 | 20 | #REF! |  | 79
| Bayview Energy Center |  | RFC | VA | Simple Cycle | 100% | 0 | 12 | #REF! |  | 80
| Crisfield Energy Center |  | RFC | MD | Simple Cycle | 100% | 0 | 10 | #REF! |  | 81
| Vineland Solar Energy Center |  | RFC | NJ | Renewable | 100% | 0 | 4 | #REF! |  | 82 | Total number of plants
| Subtotal | [5 empty] | 6617.5 | 9735 | #REF! | Total count of pwr plants
| Total operating power plants | 82 |  |  |  |  | 21975.5 | 26587.25
Projects Under Construction and Advanced Development
Projects under construction
| York 2 Energy Center |  | RFC | PA | Combined Cycle | 100% | 668 | 760 | #REF!
Projects under advanced development
| Guadalupe Peaking Energy Center |  | TRE | TX | Simple Cycle | 100% | 0 | 418
| Mankato Power Plant Expansion |  | MRO | MN | Combined Cycle | 100% | 280 | 345
| Total operating power plants and projects under construction and advanced development | [5 empty] | 22923.5 | 28110.25
-1 | Natural gas-fired fleet capacities are generally derived on as-built as-designed outputs, including upgrades, based on site specific annual average temperatures and average process steam flows for cogeneration power plants, as applicable. Geothermal capacities are derived from historical generation output and steam reservoir modeling under average ambient conditions (temperatures and rainfall).
-2 | Natural gas-fired fleet peaking capacities are primarily derived on as-built as-designed peaking outputs based on site specific average summer temperatures and include power enhancement features such as heat recovery steam generator duct-firing, gas turbine power augmentation, and/or other power augmentation features. For certain power plants with definitive contracts, capacities at contract conditions have been included. Oil-fired capacities reflect capacity test results.
-3 | These outputs do not factor in the typical MW loss and recovery profiles over time, which natural-gas fired turbine power plants display associated with their planned major maintenance schedules.
-4 | Pasadena is comprised of 260 MW of cogen technology and 521 MW of combined cycle (non-cogen) technology.
-5 | Freeport Energy Center is owned by Calpine; however, it is contracted and operated by The Dow Chemical Company.
-6 | We have entered into an asset sale agreement, subject to regulatory approval, with Duke Energy Florida, Inc. for the sale of Osprey Energy Center in January 2017.
-7 | Calpine holds a 50% partnership interest in Greenfield LP through its subsidiaries; however, it is operated by a third party.
-8 | Calpine holds a 50% partnership interest in Whitby Cogeneration through its subsidiaries; however, it is operated by Atlantic Packaging Products Ltd.

## Recon Peaking 7.01.15 (hidden)
Table of Operating Power Plants and Projects Under Advanced Development/Construction Recon
|  | West | Texas | East |  | Total | Check | Notes
| Operating MW Capacities at 6.12.15: | 7524.25 | 9427 | 9735 |  | 26686.25
| Retire Greenleaf 1 Power Plant (4) | -50 |  |  |  | -50
| Retire Greenleaf 2 Power Plant(4) | -49 |  |  |  | -49
| Operating MW Capacities at 7.01.15: | 7425.25 | 9427 | 9735 | 0 | 26587.25 | 0
Proj under advanced development and construction:
Projects under construction
| York 2 Energy Center |  |  | 760 |  | 760
Proj under advanced development
| Guadalupe Peaking Energy Center |  | 418 |  |  | 418
| Mankato Energy Center II |  |  | 345 |  | 345
| Total under development/construction | 0 | 418 | 1105 |  | 1523
| Grand Total Net Peak Interest | 7425.25 | 9845 | 10840 |  | 28110.25 | 0
~MW Upgrade
| Pasadena (SW) | 2Q10 - 1 unit |  |  |  | 10
| Deer Park (SW) | 4Q09 - 1 unit, 2Q10 - 2 units, 2Q12 - 1 unit |  |  |  | 44
| Baytown (SW) | 1Q11 - 1 unit, 2Q11 - 2 units |  |  |  | 42
| Brazos Valley (GE) | 1Q11 - 2 units |  |  |  | 12
| Westbrook (GE) | 2Q11 - 1 unit, 2Q12 - 1 unit |  |  |  | 15
| Los Medanos (GE) | 2Q11 - 2 units |  |  |  | 12
| Delta (SW) | 2Q08 - 1 unit |  |  |  | 15
| Hermiston (SW) | 4Q11 - 2 units |  |  |  | 19
| Pastoria (GE) | 2Q12 - 2 units |  |  |  | 20
| Magic Valley (SW) | 2Q13 - 1 unit |  |  |  | 10
| Magic Valley (SW) | 2Q14 - 1 unit |  |  |  | 10
209
| SW total | 13 units
| GE total | 8 units
| Outstanding: | Committed but not yet complete
| SW total | 3 units

## Recon Baseload 7.01.15 (hidden)
Table of Operating Power Plants and Projects Under Advanced Development/Construction Recon
|  | West | Texas | East |  | Total | Check | Notes
| Operating MW Capacities at 6.12.15: | 6581 | 8876 | 6607.5 |  | 22064.5
| Retire Greenleaf 1 Power Plant (4) | -50 |  |  |  | -50
| Retire Greenleaf 2 Power Plant(4) | -49 |  |  |  | -49
| Upgrade Bethlehem |  |  | 10 |  | 10
| Operating MW Capacities at 7.01.15: | 6482 | 8876 | 6617.5 | 0 | 21975.5 | 0
Proj under construction and advanced development :
Projects under construction
| York 2 Energy Center |  |  | 668 |  | 668
Proj under advanced development
| Guadalupe Peaking Energy Center |  | 0 |  |  | 0
| Mankato Energy Center II |  |  | 280 |  | 280
| Total under development/construction | 0 | 0 | 948 |  | 948
| Grand Total Net Base load Interest | 6482 | 8876 | 7565.5 |  | 22923.5 | 0
~MW Upgrade
| Pasadena (SW) | 2Q10 - 1 unit |  |  |  | 10
| Deer Park (SW) | 4Q09 - 1 unit, 2Q10 - 2 units, 2Q12 - 1 unit |  |  |  | 44
| Baytown (SW) | 1Q11 - 1 unit, 2Q11 - 2 units |  |  |  | 42
| Brazos Valley (GE) | 1Q11 - 2 units |  |  |  | 12
| Westbrook (GE) | 2Q11 - 1 unit, 2Q12 - 1 unit |  |  |  | 15
| Los Medanos (GE) | 2Q11 - 2 units |  |  |  | 12
| Delta (SW) | 2Q08 - 1 unit |  |  |  | 15
| Hermiston (SW) | 4Q11 - 2 units |  |  |  | 19
| Pastoria (GE) | 2Q12 - 2 units |  |  |  | 20
| Magic Valley (SW) | 2Q13 - 1 unit |  |  |  | 10
| Magic Valley (SW) | 2Q14 - 1 unit |  |  |  | 10
209
| SW total | 13 units
| GE total | 8 units
| Outstanding: | Committed but not yet complete
| SW total | 3 units

## CPN Portfolio 6.12.2015 (hidden)
Table of Operating Power Plants and Projects Under Advanced Development as of June 12, 2015
[7 empty] | Calpine Net | Calpine Net
|  |  |  | U.S. State or |  | Calpine | Interest | Interest With
|  |  | NERC | Canadian |  | Interest | Baseload | Peaking
| SEGMENT /Power Plant |  | Region | Province | Technology | Percentage | (MW) (1)(3) | (MW) (2)(3) |  |  | Count of Plants
| WEST | [7 empty] | Count
Geothermal
| McCabe #5 & #6 |  | WECC | CA | Renewable | 100% | 85 | 85 | 1 |  | 1
| Ridge Line #7 & #8 |  | WECC | CA | Renewable | 100% | 78 | 78 | 2 |  | 2
| Calistoga |  | WECC | CA | Renewable | 100% | 66 | 66 | 3 |  | 3
| Eagle Rock |  | WECC | CA | Renewable | 100% | 64 | 64 | 4 |  | 4
| Big Geysers |  | WECC | CA | Renewable | 100% | 60 | 60 | 5 |  | 5
| Quicksilver |  | WECC | CA | Renewable | 100% | 53 | 53 | 6 |  | 6
| Cobb Creek |  | WECC | CA | Renewable | 100% | 51 | 51 | 7 |  | 7
| Lake View |  | WECC | CA | Renewable | 100% | 49 | 49 | 8 |  | 8
| Socrates |  | WECC | CA | Renewable | 100% | 49 | 49 | 9 |  | 9
| Sulphur Springs |  | WECC | CA | Renewable | 100% | 47 | 47 | 10 |  | 10
| Grant |  | WECC | CA | Renewable | 100% | 41 | 41 | 11 |  | 11
| Sonoma |  | WECC | CA | Renewable | 100% | 37 | 37 | 12 |  | 12
| West Ford Flat |  | WECC | CA | Renewable | 100% | 27 | 27 | 13 |  | 13
| Aidlin |  | WECC | CA | Renewable | 100% | 18 | 18 | 14 |  | 14
Natural Gas-Fired
| Delta Energy Center |  | WECC | CA | Combined Cycle | 100% | 835 | 857 | #REF! |  | 15
| Pastoria Energy Facility |  | WECC | CA | Combined Cycle | 100% | 770 | 749 | #REF! |  | 16
| Hermiston Power Project |  | WECC | OR | Combined Cycle | 100% | 566 | 635 | #REF! |  | 17
| Otay Mesa Energy Center |  | WECC | CA | Combined Cycle | 100% | 513 | 608 | #REF! |  | 18
| Metcalf Energy Center |  | WECC | CA | Combined Cycle | 100% | 564 | 605 | #REF! |  | 19
| Sutter Energy Center |  | WECC | CA | Combined Cycle | 100% | 542 | 578 | #REF! |  | 20
| Los Medanos Energy Center |  | WECC | CA | Cogen | 100% | 518 | 572 | #REF! |  | 21
| South Point Energy Center |  | WECC | AZ | Combined Cycle | 100% | 520 | 530 | #REF! |  | 22
| Russell City Energy Center |  | WECC | CA | Combined Cycle | 75% | 429 | 464.25 |  |  | 23
| Los Esteros Critical Energy Facility |  | WECC | CA | Combined Cycle | 100% | 243 | 309 | 6 |  | 24
| Gilroy Energy Center |  | WECC | CA | Simple Cycle | 100% | 0 | 141 | #REF! |  | 25
| Gilroy Cogeneration Plant |  | WECC | CA | Cogen | 100% | 109 | 130 | #REF! |  | 26
| King City Cogeneration Plant |  | WECC | CA | Cogen | 100% | 120 | 120 | #REF! |  | 27
| Greenleaf 1 Power Plant (4) |  | WECC | CA | Combined Cycle | 100% | 50 | 50 | #REF! |  | 28
| Greenleaf 2 Power Plant(4) |  | WECC | CA | Cogen | 100% | 49 | 49 | #REF! |  | 29
| Wolfskill Energy Center |  | WECC | CA | Simple Cycle | 100% | 0 | 48 | #REF! |  | 30
| Yuba City Energy Center |  | WECC | CA | Simple Cycle | 100% | 0 | 47 | #REF! |  | 31
| Feather River Energy Center |  | WECC | CA | Simple Cycle | 100% | 0 | 47 | #REF! |  | 32
| Creed Energy Center |  | WECC | CA | Simple Cycle | 100% | 0 | 47 | #REF! |  | 33
| Lambie Energy Center |  | WECC | CA | Simple Cycle | 100% | 0 | 47 | #REF! |  | 34
| Goose Haven Energy Center |  | WECC | CA | Simple Cycle | 100% | 0 | 47 | #REF! |  | 35
| Riverview Energy Center |  | WECC | CA | Simple Cycle | 100% | 0 | 47 | #REF! |  | 36
| King City Peaking Energy Center |  | WECC | CA | Simple Cycle | 100% | 0 | 44 | #REF! |  | 37
| Agnews Power Plant |  | WECC | CA | Combined Cycle | 100% | 28 | 28 | #REF! |  | 38
| Subtotal | [5 empty] | 6581 | 7524.25 | #REF!
TEXAS
| Deer Park Energy Center |  | TRE | TX | Cogen | 100% | 1103 | 1204 |  |  | 39
| Guadalupe Energy Center |  | TRE | TX | Combined Cycle | 100% | 1009 | 1000 |  |  | 40
| Baytown Energy Center |  | TRE | TX | Cogen | 100% | 782 | 842 | #REF! |  | 41
| Channel Energy Center |  | TRE | TX | Cogen | 100% | 723 | 808 | #REF! |  | 42
| Pasadena Power Plant(5) |  | TRE | TX | Cogen/Combined Cycle | 100% | 763 | 781 | #REF! |  | 43
| Bosque Energy Center |  | TRE | TX | Combined Cycle | 100% | 740 | 762 |  |  | 44
| Freestone Energy Center |  | TRE | TX | Combined Cycle | 75% | 779 | 746 | #REF! |  | 45
| Magic Valley Generating Station |  | TRE | TX | Combined Cycle | 100% | 682 | 712 | #REF! |  | 46
| Brazos Valley Power Plant |  | TRE | TX | Combined Cycle | 100% | 523 | 609 | #REF! |  | 47
| Corpus Christi Energy Center |  | TRE | TX | Cogen | 100% | 426 | 500 | #REF! |  | 48
| Texas City Power Plant |  | TRE | TX | Cogen | 100% | 400 | 453 | #REF! |  | 49
| Clear Lake Power Plant |  | TRE | TX | Cogen | 100% | 344 | 400 | #REF! |  | 50
| Hidalgo Energy Center |  | TRE | TX | Combined Cycle | 78.5% | 392 | 374 | #REF! |  | 51
| Freeport Energy Center(6) |  | TRE | TX | Cogen | 100% | 210 | 236 | #REF! |  | 52
| Subtotal | [5 empty] | 8876 | 9427 | #REF!
EAST
| Bethlehem Energy Center |  | RFC | PA | Combined Cycle | 100% | 1037 | 1130 |  |  | 53
| Hay Road Energy Center |  | RFC | DE | Combined Cycle | 100% | 1039 | 1130 | #REF! |  | 54
| Morgan Energy Center |  | SERC | AL | Cogen | 100% | 720 | 807 | #REF! |  | 55
| Fore River Energy Center |  | NPCC | MA | Combined Cycle | 100% | 750 | 731 |  |  | 56
| Edge Moor Energy Center |  | RFC | DE | Steam Cycle | 100% | 0 | 725 | #REF! |  | 57
| Osprey Energy Center(7) |  | FRCC | FL | Combined Cycle | 100% | 537 | 599 | #REF! |  | 58
| York Energy Center |  | RFC | PA | Combined Cycle | 100% | 518.5 | 565 | #REF! |  | 59
| Westbrook Energy Center |  | NPCC | ME | Combined Cycle | 100% | 552 | 552 |  |  | 60
| Greenfield Energy Centre(8) |  | NPCC | ON | Combined Cycle | 50% | 422 | 519 | #REF! |  | 61
| RockGen Energy Center |  | MRO | WI | Simple Cycle | 100% | 0 | 503 | #REF! |  | 62
| Zion Energy Center |  | RFC | IL | Simple Cycle | 100% | 0 | 503 | #REF! |  | 63
| Mankato Power Plant |  | MRO | MN | Combined Cycle | 100% | 280 | 375 | #REF! |  | 64
| Garrison Energy Center |  | RFC | DE | Combined Cycle | 100% | 273 | 309 |  |  | 65
| Pine Bluff Energy Center |  | SERC | AR | Cogen | 100% | 184 | 215 | #REF! |  | 66
| Cumberland Energy Center |  | RFC | NJ | Simple Cycle | 100% | 0 | 191 | #REF! |  | 67
| Kennedy International Airport Power Plant |  | NPCC | NY | Cogen | 100% | 110 | 121 | #REF! |  | 68
| Auburndale Peaking Energy Center |  | FRCC | FL | Simple Cycle | 100% | 0 | 117 | #REF! |  | 69
| Sherman Avenue Energy Center |  | RFC | NJ | Simple Cycle | 100% | 0 | 92 | #REF! |  | 70
| Bethpage Energy Center 3 |  | NPCC | NY | Combined Cycle | 100% | 60 | 80 | #REF! |  | 71
| Carll's Corner Energy Center |  | RFC | NJ | Simple Cycle | 100% | 0 | 73 | #REF! |  | 72
| Mickleton Energy Center |  | RFC | NJ | Simple Cycle | 100% | 0 | 67 | #REF! |  | 73
| Bethpage Power Plant |  | NPCC | NY | Combined Cycle | 100% | 55 | 56 | #REF! |  | 74
| Christiana Energy Center |  | RFC | DE | Simple Cycle | 100% | 0 | 53 | #REF! |  | 75
| Bethpage Peaker |  | NPCC | NY | Simple Cycle | 100% | 0 | 48 | #REF! |  | 76
| Stony Brook Power Plant |  | NPCC | NY | Cogen | 100% | 45 | 47 | #REF! |  | 77
| Tasley Energy Center |  | RFC | VA | Simple Cycle | 100% | 0 | 33 | #REF! |  | 78
| Whitby Cogeneration(9) |  | NPCC | ON | Cogen | 50% | 25 | 25 | #REF! |  | 79
| Delaware City Energy Center |  | RFC | DE | Simple Cycle | 100% | 0 | 23 | #REF! |  | 80
| West Energy Center |  | RFC | DE | Simple Cycle | 100% | 0 | 20 | #REF! |  | 81
| Bayview Energy Center |  | RFC | VA | Simple Cycle | 100% | 0 | 12 | #REF! |  | 82
| Crisfield Energy Center |  | RFC | MD | Simple Cycle | 100% | 0 | 10 | #REF! |  | 83
| Vineland Solar Energy Center |  | RFC | NJ | Renewable | 100% | 0 | 4 | #REF! |  | 84 | Total number of plants
| Subtotal | [5 empty] | 6607.5 | 9735 | #REF! | Total count of pwr plants
| Total operating power plants | 84 |  |  |  |  | 22064.5 | 26686.25
Projects Under Advanced Development
| York 2 Energy Center |  | RFC | PA | Combined Cycle | 100% | 668 | 760 | #REF!
| Guadalupe Peaking Energy Center |  | TRE | TX | Simple Cycle | 100% | 0 | 418
| Mankato Power Plant Expansion |  | MRO | MN | Combined Cycle | 100% | 280 | 345
| Total operating power plants and projects under advanced development | [5 empty] | 23012.5 | 28209.25
-1 | Natural gas-fired fleet capacities are generally derived on as-built as-designed outputs, including upgrades, based on site specific annual average temperatures and average process steam flows for cogeneration power plants, as applicable. Geothermal capacities are derived from historical generation output and steam reservoir modeling under average ambient conditions (temperatures and rainfall).
-2 | Natural gas-fired fleet peaking capacities are primarily derived on as-built as-designed peaking outputs based on site specific average summer temperatures and include power enhancement features such as heat recovery steam generator duct-firing, gas turbine power augmentation, and/or other power augmentation features. For certain power plants with definitive contracts, capacities at contract conditions have been included. Oil-fired capacities reflect capacity test results.
-3 | These outputs do not factor in the typical MW loss and recovery profiles over time, which natural-gas fired turbine power plants display associated with their planned major maintenance schedules.
-4 | The operating lease related to these power plants will expire in July 2015.
-5 | Pasadena is comprised of 260 MW of cogen technology and 521 MW of combined cycle (non-cogen) technology.
-6 | Freeport Energy Center is owned by Calpine; however, it is contracted and operated by The Dow Chemical Company.
-7 | We have entered into an asset sale agreement, subject to regulatory approval, with Duke Energy Florida, Inc. for the sale of Osprey Energy Center in January 2017.
-8 | Calpine holds a 50% partnership interest in Greenfield LP through its subsidiaries; however, it is operated by a third party.
-9 | Calpine holds a 50% partnership interest in Whitby Cogeneration through its subsidiaries; however, it is operated by Atlantic Packaging Products Ltd.

## Recon 6.12.15 (hidden)
Table of Operating Power Plants and Projects Under Advanced Development/Construction Recon
|  | West | Texas | East |  | Total | Check | Notes
| Operating MW Capacities at 4.30.15: | 7524.25 | 9427 | 9597 |  | 26548.25
| Retire Middle Energy Center |  |  | -77 |  | -77
| Retire Missouri Avenue Energy Center |  |  | -60 |  | -60
| Retire Cedar Energy Center |  |  | -34 |  | -34
| Garrison Energy Center COD 6.1.15 |  |  | 309 |  | 309
| Operating MW Capacities at 6.12.15: | 7524.25 | 9427 | 9735 | 0 | 26686.25 | 0
Proj under advanced development and construction:
Proj under advanced development
| York 2 Energy Center |  |  | 760 |  | 760
| Guadalupe Peaking Energy Center |  | 418 |  |  | 418
| Mankato Energy Center II |  |  | 345 |  | 345
| Total under development/construction | 7524.25 | 9845 | 1105 |  | 1523
| Grand Total Net Peak Interest | 15048.5 | 19272 | 10840 |  | 28209.25 | 0
~MW Upgrade
| Pasadena (SW) | 2Q10 - 1 unit |  |  |  | 10
| Deer Park (SW) | 4Q09 - 1 unit, 2Q10 - 2 units, 2Q12 - 1 unit |  |  |  | 44
| Baytown (SW) | 1Q11 - 1 unit, 2Q11 - 2 units |  |  |  | 42
| Brazos Valley (GE) | 1Q11 - 2 units |  |  |  | 12
| Westbrook (GE) | 2Q11 - 1 unit, 2Q12 - 1 unit |  |  |  | 15
| Los Medanos (GE) | 2Q11 - 2 units |  |  |  | 12
| Delta (SW) | 2Q08 - 1 unit |  |  |  | 15
| Hermiston (SW) | 4Q11 - 2 units |  |  |  | 19
| Pastoria (GE) | 2Q12 - 2 units |  |  |  | 20
| Magic Valley (SW) | 2Q13 - 1 unit |  |  |  | 10
| Magic Valley (SW) | 2Q14 - 1 unit |  |  |  | 10
209
| SW total | 13 units
| GE total | 8 units
| Outstanding: | Committed but not yet complete
| SW total | 3 units

## CPN Portfolio 4.30.2015 (hidden)
Table of Operating Power Plants and Projects Under Advanced Development and Construction as of April 30, 2015
[7 empty] | Calpine Net | Calpine Net
|  |  |  | U.S. State or |  | Calpine | Interest | Interest With
|  |  | NERC | Canadian |  | Interest | Baseload | Peaking
| SEGMENT /Power Plant |  | Region | Province | Technology | Percentage | (MW) (1)(3) | (MW) (2)(3) |  |  | Count of Plants
| WEST | [7 empty] | Count
Geothermal
| McCabe #5 & #6 |  | WECC | CA | Renewable | 100% | 85 | 85 | 1 |  | 1
| Ridge Line #7 & #8 |  | WECC | CA | Renewable | 100% | 78 | 78 | 2 |  | 2
| Calistoga |  | WECC | CA | Renewable | 100% | 66 | 66 | 3 |  | 3
| Eagle Rock |  | WECC | CA | Renewable | 100% | 64 | 64 | 4 |  | 4
| Big Geysers |  | WECC | CA | Renewable | 100% | 60 | 60 | 5 |  | 5
| Quicksilver |  | WECC | CA | Renewable | 100% | 53 | 53 | 6 |  | 6
| Cobb Creek |  | WECC | CA | Renewable | 100% | 51 | 51 | 7 |  | 7
| Lake View |  | WECC | CA | Renewable | 100% | 49 | 49 | 8 |  | 8
| Socrates |  | WECC | CA | Renewable | 100% | 49 | 49 | 9 |  | 9
| Sulphur Springs |  | WECC | CA | Renewable | 100% | 47 | 47 | 10 |  | 10
| Grant |  | WECC | CA | Renewable | 100% | 41 | 41 | 11 |  | 11
| Sonoma |  | WECC | CA | Renewable | 100% | 37 | 37 | 12 |  | 12
| West Ford Flat |  | WECC | CA | Renewable | 100% | 27 | 27 | 13 |  | 13
| Aidlin |  | WECC | CA | Renewable | 100% | 18 | 18 | 14 |  | 14
Natural Gas-Fired
| Delta Energy Center |  | WECC | CA | Combined Cycle | 100% | 835 | 857 | #REF! |  | 15
| Pastoria Energy Facility |  | WECC | CA | Combined Cycle | 100% | 770 | 749 | #REF! |  | 16
| Hermiston Power Project |  | WECC | OR | Combined Cycle | 100% | 566 | 635 | #REF! |  | 17
| Otay Mesa Energy Center |  | WECC | CA | Combined Cycle | 100% | 513 | 608 | #REF! |  | 18
| Metcalf Energy Center |  | WECC | CA | Combined Cycle | 100% | 564 | 605 | #REF! |  | 19
| Sutter Energy Center |  | WECC | CA | Combined Cycle | 100% | 542 | 578 | #REF! |  | 20
| Los Medanos Energy Center |  | WECC | CA | Cogen | 100% | 518 | 572 | #REF! |  | 21
| South Point Energy Center |  | WECC | AZ | Combined Cycle | 100% | 520 | 530 | #REF! |  | 22
| Russell City Energy Center |  | WECC | CA | Combined Cycle | 75% | 429 | 464.25 |  |  | 23
| Los Esteros Critical Energy Facility |  | WECC | CA | Combined Cycle | 100% | 243 | 309 | 6 |  | 24
| Gilroy Energy Center |  | WECC | CA | Simple Cycle | 100% | 0 | 141 | #REF! |  | 25
| Gilroy Cogeneration Plant |  | WECC | CA | Cogen | 100% | 109 | 130 | #REF! |  | 26
| King City Cogeneration Plant |  | WECC | CA | Cogen | 100% | 120 | 120 | #REF! |  | 27
| Greenleaf 1 Power Plant (4) |  | WECC | CA | Combined Cycle | 100% | 50 | 50 | #REF! |  | 28
| Greenleaf 2 Power Plant(4) |  | WECC | CA | Cogen | 100% | 49 | 49 | #REF! |  | 29
| Wolfskill Energy Center |  | WECC | CA | Simple Cycle | 100% | 0 | 48 | #REF! |  | 30
| Yuba City Energy Center |  | WECC | CA | Simple Cycle | 100% | 0 | 47 | #REF! |  | 31
| Feather River Energy Center |  | WECC | CA | Simple Cycle | 100% | 0 | 47 | #REF! |  | 32
| Creed Energy Center |  | WECC | CA | Simple Cycle | 100% | 0 | 47 | #REF! |  | 33
| Lambie Energy Center |  | WECC | CA | Simple Cycle | 100% | 0 | 47 | #REF! |  | 34
| Goose Haven Energy Center |  | WECC | CA | Simple Cycle | 100% | 0 | 47 | #REF! |  | 35
| Riverview Energy Center |  | WECC | CA | Simple Cycle | 100% | 0 | 47 | #REF! |  | 36
| King City Peaking Energy Center |  | WECC | CA | Simple Cycle | 100% | 0 | 44 | #REF! |  | 37
| Agnews Power Plant |  | WECC | CA | Combined Cycle | 100% | 28 | 28 | #REF! |  | 38
| Subtotal | [5 empty] | 6581 | 7524.25 | #REF!
TEXAS
| Deer Park Energy Center |  | TRE | TX | Cogen | 100% | 1103 | 1204 |  |  | 39
| Guadalupe Energy Center |  | TRE | TX | Combined Cycle | 100% | 1009 | 1000 |  |  | 40
| Baytown Energy Center |  | TRE | TX | Cogen | 100% | 782 | 842 | #REF! |  | 41
| Channel Energy Center |  | TRE | TX | Cogen | 100% | 723 | 808 | #REF! |  | 42
| Pasadena Power Plant(5) |  | TRE | TX | Cogen/Combined Cycle | 100% | 763 | 781 | #REF! |  | 43
| Bosque Energy Center |  | TRE | TX | Combined Cycle | 100% | 740 | 762 |  |  | 44
| Freestone Energy Center |  | TRE | TX | Combined Cycle | 75% | 779 | 746 | #REF! |  | 45
| Magic Valley Generating Station |  | TRE | TX | Combined Cycle | 100% | 682 | 712 | #REF! |  | 46
| Brazos Valley Power Plant |  | TRE | TX | Combined Cycle | 100% | 523 | 609 | #REF! |  | 47
| Corpus Christi Energy Center |  | TRE | TX | Cogen | 100% | 426 | 500 | #REF! |  | 48
| Texas City Power Plant |  | TRE | TX | Cogen | 100% | 400 | 453 | #REF! |  | 49
| Clear Lake Power Plant |  | TRE | TX | Cogen | 100% | 344 | 400 | #REF! |  | 50
| Hidalgo Energy Center |  | TRE | TX | Combined Cycle | 78.5% | 392 | 374 | #REF! |  | 51
| Freeport Energy Center(6) |  | TRE | TX | Cogen | 100% | 210 | 236 | #REF! |  | 52
| Subtotal | [5 empty] | 8876 | 9427 | #REF!
EAST
| Bethlehem Energy Center |  | RFC | PA | Combined Cycle | 100% | 1037 | 1130 |  |  | 53
| Hay Road Energy Center |  | RFC | DE | Combined Cycle | 100% | 1039 | 1130 | #REF! |  | 54
| Morgan Energy Center |  | SERC | AL | Cogen | 100% | 720 | 807 | #REF! |  | 55
| Fore River Energy Center |  | NPCC | MA | Combined Cycle | 100% | 750 | 731 |  |  | 56
| Edge Moor Energy Center |  | RFC | DE | Steam Cycle | 100% | 0 | 725 | #REF! |  | 57
| Osprey Energy Center(7) |  | FRCC | FL | Combined Cycle | 100% | 537 | 599 | #REF! |  | 58
| York Energy Center |  | RFC | PA | Combined Cycle | 100% | 518.5 | 565 | #REF! |  | 59
| Westbrook Energy Center |  | NPCC | ME | Combined Cycle | 100% | 552 | 552 |  |  | 60
| Greenfield Energy Centre(8) |  | NPCC | ON | Combined Cycle | 50% | 422 | 519 | #REF! |  | 61
| RockGen Energy Center |  | MRO | WI | Simple Cycle | 100% | 0 | 503 | #REF! |  | 62
| Zion Energy Center |  | RFC | IL | Simple Cycle | 100% | 0 | 503 | #REF! |  | 63
| Mankato Power Plant |  | MRO | MN | Combined Cycle | 100% | 280 | 375 | #REF! |  | 64
| Pine Bluff Energy Center |  | SERC | AR | Cogen | 100% | 184 | 215 | #REF! |  | 65
| Cumberland Energy Center |  | RFC | NJ | Simple Cycle | 100% | 0 | 191 | #REF! |  | 66
| Kennedy International Airport Power Plant |  | NPCC | NY | Cogen | 100% | 110 | 121 | #REF! |  | 67
| Auburndale Peaking Energy Center |  | FRCC | FL | Simple Cycle | 100% | 0 | 117 | #REF! |  | 68
| Sherman Avenue Energy Center |  | RFC | NJ | Simple Cycle | 100% | 0 | 92 | #REF! |  | 69
| Bethpage Energy Center 3 |  | NPCC | NY | Combined Cycle | 100% | 60 | 80 | #REF! |  | 70
| Middle Energy Center(9) |  | RFC | NJ | Simple Cycle | 100% | 0 | 77 | #REF! |  | 71
| Carll's Corner Energy Center |  | RFC | NJ | Simple Cycle | 100% | 0 | 73 | #REF! |  | 72
| Mickleton Energy Center |  | RFC | NJ | Simple Cycle | 100% | 0 | 67 | #REF! |  | 73
| Missouri Avenue Energy Center(9) |  | RFC | NJ | Simple Cycle | 100% | 0 | 60 | #REF! |  | 74
| Bethpage Power Plant |  | NPCC | NY | Combined Cycle | 100% | 55 | 56 | #REF! |  | 75
| Christiana Energy Center |  | RFC | DE | Simple Cycle | 100% | 0 | 53 | #REF! |  | 76
| Bethpage Peaker |  | NPCC | NY | Simple Cycle | 100% | 0 | 48 | #REF! |  | 77
| Stony Brook Power Plant |  | NPCC | NY | Cogen | 100% | 45 | 47 | #REF! |  | 78
| Cedar Energy Center(9) |  | RFC | NJ | Simple Cycle | 100% | 0 | 34 |  |  | 79
| Tasley Energy Center |  | RFC | VA | Simple Cycle | 100% | 0 | 33 | #REF! |  | 80
| Whitby Cogeneration(10) |  | NPCC | ON | Cogen | 50% | 25 | 25 | #REF! |  | 81
| Delaware City Energy Center |  | RFC | DE | Simple Cycle | 100% | 0 | 23 | #REF! |  | 82
| West Energy Center |  | RFC | DE | Simple Cycle | 100% | 0 | 20 | #REF! |  | 83
| Bayview Energy Center |  | RFC | VA | Simple Cycle | 100% | 0 | 12 | #REF! |  | 84
| Crisfield Energy Center |  | RFC | MD | Simple Cycle | 100% | 0 | 10 | #REF! |  | 85
| Vineland Solar Energy Center |  | RFC | NJ | Renewable | 100% | 0 | 4 | #REF! |  | 86 | Total number of plants
| Subtotal | [5 empty] | 6334.5 | 9597 | #REF! | Total count of pwr plants
| Total operating power plants | 86 |  |  |  |  | 21791.5 | 26548.25
Projects Under Construction and Advanced Development
Projects under construction
| Garrison Energy Center |  | RFC | DE | Combined Cycle | 100% | 273 | 309
Projects under advanced development
| York 2 Energy Center |  | RFC | PA | Combined Cycle | 100% | 668 | 760 | #REF!
| Guadalupe Peaking Energy Center |  | TRE | TX | Simple Cycle | 100% | 0 | 418
| Mankato Power Plant Expansion |  | MRO | MN | Combined Cycle | 100% | 280 | 345
| Total operating power plants and projects under advanced development and construction | [5 empty] | 23012.5 | 28380.25
-1 | Natural gas-fired fleet capacities are generally derived on as-built as-designed outputs, including upgrades, based on site specific annual average temperatures and average process steam flows for cogeneration power plants, as applicable. Geothermal capacities are derived from historical generation output and steam reservoir modeling under average ambient conditions (temperatures and rainfall).
-2 | Natural gas-fired fleet peaking capacities are primarily derived on as-built as-designed peaking outputs based on site specific average summer temperatures and include power enhancement features such as heat recovery steam generator duct-firing, gas turbine power augmentation, and/or other power augmentation features. For certain power plants with definitive contracts, capacities at contract conditions have been included. Oil-fired capacities reflect capacity test results.
-3 | These outputs do not factor in the typical MW loss and recovery profiles over time, which natural-gas fired turbine power plants display associated with their planned major maintenance schedules.
-4 | The operating lease related to these power plants will expire in July 2015.
-5 | Pasadena is comprised of 260 MW of cogen technology and 521 MW of combined cycle (non-cogen) technology.
-6 | Freeport Energy Center is owned by Calpine; however, it is contracted and operated by The Dow Chemical Company.
-7 | We have entered into an asset sale agreement, subject to regulatory approval, with Duke Energy Florida, Inc. for the sale of Osprey Energy Center in January 2017.
-8 | Calpine holds a 50% partnership interest in Greenfield LP through its subsidiaries; however, it is operated by a third party.
-9 | We have provided notice to PJM that we plan to retire these units before commencement of the PJM Reliability Pricing Model 2015/2016 delivery year.
-10 | Calpine holds a 50% partnership interest in Whitby Cogeneration through its subsidiaries; however, it is operated by Atlantic Packaging Products Ltd.

## Recon 4.30.15 (hidden)
Table of Operating Power Plants and Projects Under Advanced Development/Construction Recon
|  | West | Texas | East |  | Total | Check | Notes
| Operating MW Capacities at 12.31.14: | 7524.25 | 9427 | 9597 |  | 26548.25
| Retirement of Bear Canyon | -14
| McCabe #5 & #6 | 7
| Ridge Line #7 & #8 | 9
| Eagle Rock | -2
| Cobb Creek | -1
| Lake View | -3
| Sulphur Springs | -4
| Socrates | -1
| Big Geysers | 12
| Grant | -2
| Sonoma | -5
| West Ford Flat | 3
| Aidlin | 1
|  |  |  | 0 |  | 0
| Operating MW Capacities at 4.30.15: | 7524.25 | 9427 | 9597 | 0 | 26548.25 | 0
Proj under advanced development and construction:
Proj under advanced development
| York 2 Energy Center |  |  | 760 |  | 760
| Guadalupe Peaking Energy Center |  | 418 |  |  | 418
| Mankato Energy Center II |  |  | 345 |  | 345
| Proj under construction |  |  |  |  | 0
| Garrison Energy Center |  |  | 309 |  | 309
| Total under development/construction | 0 | 0 | 1414 |  | 1832
| Grand Total Net Peak Interest | 7524.25 | 9427 | 11011 |  | 28380.25 | 0
~MW Upgrade
| Pasadena (SW) | 2Q10 - 1 unit |  |  |  | 10
| Deer Park (SW) | 4Q09 - 1 unit, 2Q10 - 2 units, 2Q12 - 1 unit |  |  |  | 44
| Baytown (SW) | 1Q11 - 1 unit, 2Q11 - 2 units |  |  |  | 42
| Brazos Valley (GE) | 1Q11 - 2 units |  |  |  | 12
| Westbrook (GE) | 2Q11 - 1 unit, 2Q12 - 1 unit |  |  |  | 15
| Los Medanos (GE) | 2Q11 - 2 units |  |  |  | 12
| Delta (SW) | 2Q08 - 1 unit |  |  |  | 15
| Hermiston (SW) | 4Q11 - 2 units |  |  |  | 19
| Pastoria (GE) | 2Q12 - 2 units |  |  |  | 20
| Magic Valley (SW) | 2Q13 - 1 unit |  |  |  | 10
| Magic Valley (SW) | 2Q14 - 1 unit |  |  |  | 10
209
| SW total | 13 units
| GE total | 8 units
| Outstanding: | Committed but not yet complete
| SW total | 3 units

## CPN Portfolio 12.31.2014 (hidden)
Table of Operating Power Plants and Projects Under Advanced Development and Construction as of December 31, 2014
[7 empty] | Calpine Net | Calpine Net
|  |  |  | U.S. State or |  | Calpine | Interest | Interest With
|  |  | NERC | Canadian |  | Interest | Baseload | Peaking
| SEGMENT /Power Plant |  | Region | Province | Technology | Percentage | (MW) (1)(3) | (MW) (2)(3) |  |  | Count of Plants
| WEST | [7 empty] | Count
Geothermal
| McCabe #5 & #6 |  | WECC | CA | Renewable | 100% | 78 | 78 | 1 |  | 1
| Ridge Line #7 & #8 |  | WECC | CA | Renewable | 100% | 69 | 69 | 2 |  | 2
| Calistoga |  | WECC | CA | Renewable | 100% | 66 | 66 | 3 |  | 3
| Eagle Rock |  | WECC | CA | Renewable | 100% | 66 | 66 | 4 |  | 4
| Quicksilver |  | WECC | CA | Renewable | 100% | 53 | 53 | 5 |  | 5
| Cobb Creek |  | WECC | CA | Renewable | 100% | 52 | 52 | 6 |  | 6
| Lake View |  | WECC | CA | Renewable | 100% | 52 | 52 | 7 |  | 7
| Sulphur Springs |  | WECC | CA | Renewable | 100% | 51 | 51 | 8 |  | 8
| Socrates |  | WECC | CA | Renewable | 100% | 50 | 50 | 9 |  | 9
| Big Geysers |  | WECC | CA | Renewable | 100% | 48 | 48 | 10 |  | 10
| Grant |  | WECC | CA | Renewable | 100% | 43 | 43 | 11 |  | 11
| Sonoma |  | WECC | CA | Renewable | 100% | 42 | 42 | 12 |  | 12
| West Ford Flat |  | WECC | CA | Renewable | 100% | 24 | 24 | 13 |  | 13
| Aidlin |  | WECC | CA | Renewable | 100% | 17 | 17 | 14 |  | 14
| Bear Canyon(4) |  | WECC | CA | Renewable | 100% | 14 | 14 | 15 |  | 15
Natural Gas-Fired
| Delta Energy Center |  | WECC | CA | Combined Cycle | 100% | 835 | 857 | #REF! |  | 16
| Pastoria Energy Facility |  | WECC | CA | Combined Cycle | 100% | 770 | 749 | #REF! |  | 17
| Hermiston Power Project |  | WECC | OR | Combined Cycle | 100% | 566 | 635 | #REF! |  | 18
| Otay Mesa Energy Center |  | WECC | CA | Combined Cycle | 100% | 513 | 608 | #REF! |  | 19
| Metcalf Energy Center |  | WECC | CA | Combined Cycle | 100% | 564 | 605 | #REF! |  | 20
| Sutter Energy Center |  | WECC | CA | Combined Cycle | 100% | 542 | 578 | #REF! |  | 21
| Los Medanos Energy Center |  | WECC | CA | Cogen | 100% | 518 | 572 | #REF! |  | 22
| South Point Energy Center |  | WECC | AZ | Combined Cycle | 100% | 520 | 530 | #REF! |  | 23
| Russell City Energy Center |  | WECC | CA | Combined Cycle | 75% | 429 | 464.25 |  |  | 24
| Los Esteros Critical Energy Facility |  | WECC | CA | Combined Cycle | 100% | 243 | 309 | 6 |  | 25
| Gilroy Energy Center |  | WECC | CA | Simple Cycle | 100% | 0 | 141 | #REF! |  | 26
| Gilroy Cogeneration Plant |  | WECC | CA | Cogen | 100% | 109 | 130 | #REF! |  | 27
| King City Cogeneration Plant |  | WECC | CA | Cogen | 100% | 120 | 120 | #REF! |  | 28
| Greenleaf 1 Power Plant (5) |  | WECC | CA | Combined Cycle | 100% | 50 | 50 | #REF! |  | 29
| Greenleaf 2 Power Plant(5) |  | WECC | CA | Cogen | 100% | 49 | 49 | #REF! |  | 30
| Wolfskill Energy Center |  | WECC | CA | Simple Cycle | 100% | 0 | 48 | #REF! |  | 31
| Yuba City Energy Center |  | WECC | CA | Simple Cycle | 100% | 0 | 47 | #REF! |  | 32
| Feather River Energy Center |  | WECC | CA | Simple Cycle | 100% | 0 | 47 | #REF! |  | 33
| Creed Energy Center |  | WECC | CA | Simple Cycle | 100% | 0 | 47 | #REF! |  | 34
| Lambie Energy Center |  | WECC | CA | Simple Cycle | 100% | 0 | 47 | #REF! |  | 35
| Goose Haven Energy Center |  | WECC | CA | Simple Cycle | 100% | 0 | 47 | #REF! |  | 36
| Riverview Energy Center |  | WECC | CA | Simple Cycle | 100% | 0 | 47 | #REF! |  | 37
| King City Peaking Energy Center |  | WECC | CA | Simple Cycle | 100% | 0 | 44 | #REF! |  | 38
| Agnews Power Plant |  | WECC | CA | Combined Cycle | 100% | 28 | 28 | #REF! |  | 39
| Subtotal | [5 empty] | 6581 | 7524.25 | #REF!
TEXAS
| Deer Park Energy Center |  | TRE | TX | Cogen | 100% | 1103 | 1204 |  |  | 40
| Guadalupe Energy Center |  | TRE | TX | Combined Cycle | 100% | 1009 | 1000 |  |  | 41
| Baytown Energy Center |  | TRE | TX | Cogen | 100% | 782 | 842 | #REF! |  | 42
| Channel Energy Center |  | TRE | TX | Cogen | 100% | 723 | 808 | #REF! |  | 43
| Pasadena Power Plant(6) |  | TRE | TX | Cogen/Combined Cycle | 100% | 763 | 781 | #REF! |  | 44
| Bosque Energy Center |  | TRE | TX | Combined Cycle | 100% | 740 | 762 |  |  | 45
| Freestone Energy Center |  | TRE | TX | Combined Cycle | 75% | 779 | 746 | #REF! |  | 46
| Magic Valley Generating Station |  | TRE | TX | Combined Cycle | 100% | 682 | 712 | #REF! |  | 47
| Brazos Valley Power Plant |  | TRE | TX | Combined Cycle | 100% | 523 | 609 | #REF! |  | 48
| Corpus Christi Energy Center |  | TRE | TX | Cogen | 100% | 426 | 500 | #REF! |  | 49
| Texas City Power Plant |  | TRE | TX | Cogen | 100% | 400 | 453 | #REF! |  | 50
| Clear Lake Power Plant |  | TRE | TX | Cogen | 100% | 344 | 400 | #REF! |  | 51
| Hidalgo Energy Center |  | TRE | TX | Combined Cycle | 78.5% | 392 | 374 | #REF! |  | 52
| Freeport Energy Center(7) |  | TRE | TX | Cogen | 100% | 210 | 236 | #REF! |  | 53
| Subtotal | [5 empty] | 8876 | 9427 | #REF!
EAST
| Bethlehem Energy Center |  | RFC | PA | Combined Cycle | 100% | 1037 | 1130 |  |  | 54
| Hay Road Energy Center |  | RFC | DE | Combined Cycle | 100% | 1036 | 1130 | #REF! |  | 55
| Morgan Energy Center |  | SERC | AL | Cogen | 100% | 720 | 807 | #REF! |  | 56
| Fore River Energy Center |  | NPCC | MA | Combined Cycle | 100% | 750 | 731 |  |  | 57
| Edge Moor Energy Center |  | RFC | DE | Steam Cycle | 100% | 0 | 725 | #REF! |  | 58
| Osprey Energy Center |  | FRCC | FL | Combined Cycle | 100% | 537 | 599 | #REF! |  | 59
| York Energy Center |  | RFC | PA | Combined Cycle | 100% | 518.5 | 565 | #REF! |  | 60
| Westbrook Energy Center |  | NPCC | ME | Combined Cycle | 100% | 552 | 552 |  |  | 61
| Greenfield Energy Centre(8) |  | NPCC | ON | Combined Cycle | 50% | 422 | 519 | #REF! |  | 62
| RockGen Energy Center |  | MRO | WI | Simple Cycle | 100% | 0 | 503 | #REF! |  | 63
| Zion Energy Center |  | RFC | IL | Simple Cycle | 100% | 0 | 503 | #REF! |  | 64
| Mankato Power Plant |  | MRO | MN | Combined Cycle | 100% | 280 | 375 | #REF! |  | 65
| Pine Bluff Energy Center |  | SERC | AR | Cogen | 100% | 184 | 215 | #REF! |  | 66
| Cumberland Energy Center |  | RFC | NJ | Simple Cycle | 100% | 0 | 191 | #REF! |  | 67
| Kennedy International Airport Power Plant |  | NPCC | NY | Cogen | 100% | 110 | 121 | #REF! |  | 68
| Auburndale Peaking Energy Center |  | FRCC | FL | Simple Cycle | 100% | 0 | 117 | #REF! |  | 69
| Sherman Avenue Energy Center |  | RFC | NJ | Simple Cycle | 100% | 0 | 92 | #REF! |  | 70
| Bethpage Energy Center 3 |  | NPCC | NY | Combined Cycle | 100% | 60 | 80 | #REF! |  | 71
| Middle Energy Center(9) |  | RFC | NJ | Simple Cycle | 100% | 0 | 77 | #REF! |  | 72
| Carll's Corner Energy Center |  | RFC | NJ | Simple Cycle | 100% | 0 | 73 | #REF! |  | 73
| Mickleton Energy Center |  | RFC | NJ | Simple Cycle | 100% | 0 | 67 | #REF! |  | 74
| Missouri Avenue Energy Center(9) |  | RFC | NJ | Simple Cycle | 100% | 0 | 60 | #REF! |  | 75
| Bethpage Power Plant |  | NPCC | NY | Combined Cycle | 100% | 55 | 56 | #REF! |  | 76
| Christiana Energy Center |  | RFC | DE | Simple Cycle | 100% | 0 | 53 | #REF! |  | 77
| Bethpage Peaker |  | NPCC | NY | Simple Cycle | 100% | 0 | 48 | #REF! |  | 78
| Stony Brook Power Plant |  | NPCC | NY | Cogen | 100% | 45 | 47 | #REF! |  | 79
| Cedar Energy Center(9) |  | RFC | NJ | Simple Cycle | 100% | 0 | 34 |  |  | 80
| Tasley Energy Center |  | RFC | VA | Simple Cycle | 100% | 0 | 33 | #REF! |  | 81
| Whitby Cogeneration(10) |  | NPCC | ON | Cogen | 50% | 25 | 25 | #REF! |  | 82
| Delaware City Energy Center |  | RFC | DE | Simple Cycle | 100% | 0 | 23 | #REF! |  | 83
| West Energy Center |  | RFC | DE | Simple Cycle | 100% | 0 | 20 | #REF! |  | 84
| Bayview Energy Center |  | RFC | VA | Simple Cycle | 100% | 0 | 12 | #REF! |  | 85
| Crisfield Energy Center |  | RFC | MD | Simple Cycle | 100% | 0 | 10 | #REF! |  | 86
| Vineland Solar Energy Center |  | RFC | NJ | Renewable | 100% | 0 | 4 | #REF! |  | 87 | Total number of plants
| Subtotal | [5 empty] | 6331.5 | 9597 | #REF! | Total count of pwr plants
| Total operating power plants | 87 |  |  |  |  | 21788.5 | 26548.25
Projects Under Construction and Advanced Development
Projects under construction
| Garrison Energy Center |  | RFC | DE | Combined Cycle | 100% | 273 | 309
Projects under advanced development
| York 2 Energy Center |  | RFC | PA | Combined Cycle | 100% | 668 | 760
| Total operating power plants and projects under advanced development and construction | [5 empty] | 22729.5 | 27617.25 | #REF!
-1 | Natural gas-fired fleet capacities are generally derived on as-built as-designed outputs, including upgrades, based on site specific annual average temperatures and average process steam flows for cogeneration power plants, as applicable. Geothermal capacities are derived from historical generation output and steam reservoir modeling under average ambient conditions (temperatures and rainfall).
-2 | Natural gas-fired fleet peaking capacities are primarily derived on as-built as-designed peaking outputs based on site specific average summer temperatures and include power enhancement features such as heat recovery steam generator duct-firing, gas turbine power augmentation, and/or other power augmentation features. For certain power plants with definitive contracts, capacities at contract conditions have been included. Oil-fired capacities reflect capacity test results.
-3 | These outputs do not factor in the typical MW loss and recovery profiles over time, which natural-gas fired turbine power plants display associated with their planned major maintenance schedules.
-4 | Bear Canyon will be retired in February 2015; however, the steam used to run its turbine will be redirected to a different Geysers power plant resulting in no diminution of overall generating capacity at our Geysers fleet.
-5 | The operating lease related to these power plants will expire in July 2015.
-6 | Pasadena is comprised of 260 MW of cogen technology and 521 MW of combined cycle (non-cogen) technology.
-7 | Freeport Energy Center is owned by Calpine; however, it is contracted and operated by The Dow Chemical Company.
-8 | Calpine holds a 50% partnership interest in Greenfield LP through its subsidiaries; however, it is operated by a third party.
-9 | We have provided notice to PJM that we plan to retire these units before commencement of the PJM Reliability Pricing Model 2015/2016 delivery year.
-10 | Calpine holds a 50% partnership interest in Whitby Cogeneration through its subsidiaries; however, it is operated by Atlantic Packaging Products Ltd.

## Recon 12.31.2014 (hidden)
Table of Operating Power Plants and Projects Under Advanced Development/Construction Recon
|  | West | Texas | East |  | Total | Check | Notes
| Operating MW Capacities at 11.10.14: | 7524.25 | 9427 | 9631 |  | 26582.25 | 0
| Reduction in capacity at Cedar Energy Center |  |  | -34 |  | -34
| Operating MW Capacities at 12.31.14: | 7524.25 | 9427 | 9597 | 0 | 26548.25 | 0
Proj under advanced development and construction:
Proj under advanced development
| York 2 Energy Center |  |  | 760 |  | 760
Proj under construction
| Garrison Energy Center |  |  | 309 |  | 309
| Total under development/construction | 0 | 0 | 1069 |  | 1069
| Grand Total Net Peak Interest | 7524.25 | 9427 | 10666 |  | 27617.25 | -34
~MW Upgrade
| Pasadena (SW) | 2Q10 - 1 unit |  |  |  | 10
| Deer Park (SW) | 4Q09 - 1 unit, 2Q10 - 2 units, 2Q12 - 1 unit |  |  |  | 44
| Baytown (SW) | 1Q11 - 1 unit, 2Q11 - 2 units |  |  |  | 42
| Brazos Valley (GE) | 1Q11 - 2 units |  |  |  | 12
| Westbrook (GE) | 2Q11 - 1 unit, 2Q12 - 1 unit |  |  |  | 15
| Los Medanos (GE) | 2Q11 - 2 units |  |  |  | 12
| Delta (SW) | 2Q08 - 1 unit |  |  |  | 15
| Hermiston (SW) | 4Q11 - 2 units |  |  |  | 19
| Pastoria (GE) | 2Q12 - 2 units |  |  |  | 20
| Magic Valley (SW) | 2Q13 - 1 unit |  |  |  | 10
| Magic Valley (SW) | 2Q14 - 1 unit |  |  |  | 10
209
| SW total | 13 units
| GE total | 8 units
| Outstanding: | Committed but not yet complete
| SW total | 3 units

## CPN Portfolio 11.10.2014 (hidden)
Table of Operating Power Plants and Projects Under Advanced Development and Construction as of November 10, 2014
[7 empty] | Calpine Net | Calpine Net
|  |  |  | U.S. State or |  | Calpine | Interest | Interest With
|  |  | NERC | Canadian |  | Interest | Baseload | Peaking
| SEGMENT /Power Plant |  | Region | Province | Technology | Percentage | (MW) (1)(3) | (MW) (2)(3) |  |  | Count of Plants
| WEST | [7 empty] | Count
Geothermal
| McCabe #5 & #6 |  | WECC | CA | Renewable | 100% | 78 | 78 | 1 |  | 1
| Ridge Line #7 & #8 |  | WECC | CA | Renewable | 100% | 69 | 69 | 2 |  | 2
| Calistoga |  | WECC | CA | Renewable | 100% | 66 | 66 | 3 |  | 3
| Eagle Rock |  | WECC | CA | Renewable | 100% | 66 | 66 | 4 |  | 4
| Quicksilver |  | WECC | CA | Renewable | 100% | 53 | 53 | 5 |  | 5
| Cobb Creek |  | WECC | CA | Renewable | 100% | 52 | 52 | 6 |  | 6
| Lake View |  | WECC | CA | Renewable | 100% | 52 | 52 | 7 |  | 7
| Sulphur Springs |  | WECC | CA | Renewable | 100% | 51 | 51 | 8 |  | 8
| Socrates |  | WECC | CA | Renewable | 100% | 50 | 50 | 9 |  | 9
| Big Geysers |  | WECC | CA | Renewable | 100% | 48 | 48 | 10 |  | 10
| Grant |  | WECC | CA | Renewable | 100% | 43 | 43 | 11 |  | 11
| Sonoma |  | WECC | CA | Renewable | 100% | 42 | 42 | 12 |  | 12
| West Ford Flat |  | WECC | CA | Renewable | 100% | 24 | 24 | 13 |  | 13
| Aidlin |  | WECC | CA | Renewable | 100% | 17 | 17 | 14 |  | 14
| Bear Canyon(4) |  | WECC | CA | Renewable | 100% | 14 | 14 | 15 |  | 15
Natural Gas-Fired
| Delta Energy Center |  | WECC | CA | Combined Cycle | 100% | 835 | 857 | 16 |  | 16
| Pastoria Energy Facility |  | WECC | CA | Combined Cycle | 100% | 770 | 749 | 17 |  | 17
| Hermiston Power Project |  | WECC | OR | Combined Cycle | 100% | 566 | 635 | #REF! |  | 18
| Otay Mesa Energy Center |  | WECC | CA | Combined Cycle | 100% | 513 | 608 | #REF! |  | 19
| Metcalf Energy Center |  | WECC | CA | Combined Cycle | 100% | 564 | 605 | #REF! |  | 20
| Sutter Energy Center |  | WECC | CA | Combined Cycle | 100% | 542 | 578 | #REF! |  | 21
| Los Medanos Energy Center |  | WECC | CA | Cogen | 100% | 518 | 572 | #REF! |  | 22
| South Point Energy Center |  | WECC | AZ | Combined Cycle | 100% | 520 | 530 | #REF! |  | 23
| Russell City Energy Center |  | WECC | CA | Combined Cycle | 75% | 429 | 464.25 |  |  | 24
| Los Esteros Critical Energy Facility |  | WECC | CA | Combined Cycle | 100% | 243 | 309 | 11 |  | 25
| Gilroy Energy Center |  | WECC | CA | Simple Cycle | 100% | 0 | 141 | #REF! |  | 26
| Gilroy Cogeneration Plant |  | WECC | CA | Cogen | 100% | 109 | 130 | #REF! |  | 27
| King City Cogeneration Plant |  | WECC | CA | Cogen | 100% | 120 | 120 | #REF! |  | 28
| Greenleaf 1 Power Plant |  | WECC | CA | Combined Cycle | 100% | 50 | 50 | #REF! |  | 29
| Greenleaf 2 Power Plant |  | WECC | CA | Cogen | 100% | 49 | 49 | #REF! |  | 30
| Wolfskill Energy Center |  | WECC | CA | Simple Cycle | 100% | 0 | 48 | #REF! |  | 31
| Yuba City Energy Center |  | WECC | CA | Simple Cycle | 100% | 0 | 47 | #REF! |  | 32
| Feather River Energy Center |  | WECC | CA | Simple Cycle | 100% | 0 | 47 | #REF! |  | 33
| Creed Energy Center |  | WECC | CA | Simple Cycle | 100% | 0 | 47 | #REF! |  | 34
| Lambie Energy Center |  | WECC | CA | Simple Cycle | 100% | 0 | 47 | #REF! |  | 35
| Goose Haven Energy Center |  | WECC | CA | Simple Cycle | 100% | 0 | 47 | #REF! |  | 36
| Riverview Energy Center |  | WECC | CA | Simple Cycle | 100% | 0 | 47 | #REF! |  | 37
| King City Peaking Energy Center |  | WECC | CA | Simple Cycle | 100% | 0 | 44 | #REF! |  | 38
| Agnews Power Plant |  | WECC | CA | Combined Cycle | 100% | 28 | 28 | #REF! |  | 39
| Subtotal | [5 empty] | 6581 | 7524.25 | #REF!
TEXAS
| Deer Park Energy Center |  | TRE | TX | Cogen | 100% | 1103 | 1204 |  |  | 40
| Guadalupe Energy Center |  | TRE | TX | Combined Cycle | 100% | 1009 | 1000 |  |  | 41
| Baytown Energy Center |  | TRE | TX | Cogen | 100% | 782 | 842 | #REF! |  | 42
| Channel Energy Center |  | TRE | TX | Cogen | 100% | 723 | 808 | #REF! |  | 43
| Pasadena Power Plant(5) |  | TRE | TX | Cogen/Combined Cycle | 100% | 763 | 781 | #REF! |  | 44
| Bosque Energy Center |  | TRE | TX | Combined Cycle | 100% | 740 | 762 |  |  | 45
| Freestone Energy Center |  | TRE | TX | Combined Cycle | 75% | 779 | 746 | #REF! |  | 46
| Magic Valley Generating Station |  | TRE | TX | Combined Cycle | 100% | 682 | 712 | #REF! |  | 47
| Brazos Valley Power Plant |  | TRE | TX | Combined Cycle | 100% | 523 | 609 | #REF! |  | 48
| Corpus Christi Energy Center |  | TRE | TX | Cogen | 100% | 426 | 500 | #REF! |  | 49
| Texas City Power Plant |  | TRE | TX | Cogen | 100% | 400 | 453 | #REF! |  | 50
| Clear Lake Power Plant |  | TRE | TX | Cogen | 100% | 344 | 400 | #REF! |  | 51
| Hidalgo Energy Center |  | TRE | TX | Combined Cycle | 78.5% | 392 | 374 | #REF! |  | 52
| Freeport Energy Center(6) |  | TRE | TX | Cogen | 100% | 210 | 236 | #REF! |  | 53
| Subtotal | [5 empty] | 8876 | 9427 | #REF!
EAST
| Bethlehem Energy Center |  | RFC | PA | Combined Cycle | 100% | 1037 | 1130 |  |  | 54
| Hay Road Energy Center |  | RFC | DE | Combined Cycle | 100% | 1036 | 1130 | #REF! |  | 55
| Morgan Energy Center |  | SERC | AL | Cogen | 100% | 720 | 807 | #REF! |  | 56
| Fore River Energy Center |  | NPCC | MA | Combined Cycle | 100% | 750 | 731 |  |  | 57
| Edge Moor Energy Center |  | RFC | DE | Steam Cycle | 100% | 0 | 725 | #REF! |  | 58
| Osprey Energy Center |  | FRCC | FL | Combined Cycle | 100% | 537 | 599 | #REF! |  | 59
| York Energy Center |  | RFC | PA | Combined Cycle | 100% | 518.5 | 565 | #REF! |  | 60
| Westbrook Energy Center |  | NPCC | ME | Combined Cycle | 100% | 552 | 552 |  |  | 61
| Greenfield Energy Centre(7) |  | NPCC | ON | Combined Cycle | 50% | 422 | 519 | #REF! |  | 62
| RockGen Energy Center |  | MRO | WI | Simple Cycle | 100% | 0 | 503 | #REF! |  | 63
| Zion Energy Center |  | RFC | IL | Simple Cycle | 100% | 0 | 503 | #REF! |  | 64
| Mankato Power Plant |  | MRO | MN | Combined Cycle | 100% | 280 | 375 | #REF! |  | 65
| Pine Bluff Energy Center |  | SERC | AR | Cogen | 100% | 184 | 215 | #REF! |  | 66
| Cumberland Energy Center |  | RFC | NJ | Simple Cycle | 100% | 0 | 191 | #REF! |  | 67
| Kennedy International Airport Power Plant |  | NPCC | NY | Cogen | 100% | 110 | 121 | #REF! |  | 68
| Auburndale Peaking Energy Center |  | FRCC | FL | Simple Cycle | 100% | 0 | 117 | #REF! |  | 69
| Sherman Avenue Energy Center |  | RFC | NJ | Simple Cycle | 100% | 0 | 92 | #REF! |  | 70
| Bethpage Energy Center 3 |  | NPCC | NY | Combined Cycle | 100% | 60 | 80 | #REF! |  | 71
| Middle Energy Center(8) |  | RFC | NJ | Simple Cycle | 100% | 0 | 77 | #REF! |  | 72
| Carll's Corner Energy Center |  | RFC | NJ | Simple Cycle | 100% | 0 | 73 | #REF! |  | 73
| Cedar Energy Center(8) |  | RFC | NJ | Simple Cycle | 100% | 0 | 68 | #REF! |  | 74
| Mickleton Energy Center |  | RFC | NJ | Simple Cycle | 100% | 0 | 67 | #REF! |  | 75
| Missouri Avenue Energy Center(8) |  | RFC | NJ | Simple Cycle | 100% | 0 | 60 | #REF! |  | 76
| Bethpage Power Plant |  | NPCC | NY | Combined Cycle | 100% | 55 | 56 | #REF! |  | 77
| Christiana Energy Center |  | RFC | DE | Simple Cycle | 100% | 0 | 53 | #REF! |  | 78
| Bethpage Peaker |  | NPCC | NY | Simple Cycle | 100% | 0 | 48 | #REF! |  | 79
| Stony Brook Power Plant |  | NPCC | NY | Cogen | 100% | 45 | 47 | #REF! |  | 80
| Tasley Energy Center |  | RFC | VA | Simple Cycle | 100% | 0 | 33 | #REF! |  | 81
| Whitby Cogeneration(9) |  | NPCC | ON | Cogen | 50% | 25 | 25 | #REF! |  | 82
| Delaware City Energy Center |  | RFC | DE | Simple Cycle | 100% | 0 | 23 | #REF! |  | 83
| West Energy Center |  | RFC | DE | Simple Cycle | 100% | 0 | 20 | #REF! |  | 84
| Bayview Energy Center |  | RFC | VA | Simple Cycle | 100% | 0 | 12 | #REF! |  | 85
| Crisfield Energy Center |  | RFC | MD | Simple Cycle | 100% | 0 | 10 | #REF! |  | 86
| Vineland Solar Energy Center |  | RFC | NJ | Renewable | 100% | 0 | 4 | #REF! |  | 87 | Total number of plants
| Subtotal | [5 empty] | 6331.5 | 9631 | #REF! | Total count of pwr plants
| Total operating power plants | 87 |  |  |  |  | 21788.5 | 26582.25
Projects Under Advanced Development and Construction
Projects under advanced development
| York 2 Energy Center |  | RFC | PA | Combined Cycle | 100% | 668 | 760
Projects under construction
| Garrison Energy Center |  | RFC | DE | Combined Cycle | 100% | 273 | 309
| Total operating power plants and projects under advanced development and construction | [5 empty] | 22729.5 | 27651.25 | #REF!
-1 | Natural gas-fired fleet capacities are generally derived on as-built as-designed outputs, including upgrades, based on site specific annual average temperatures and average process steam flows for cogeneration power plants, as applicable. Geothermal capacities are derived from historical generation output and steam reservoir modeling under average ambient conditions (temperatures and rainfall).
-2 | Natural gas-fired fleet peaking capacities are primarily derived on as-built as-designed peaking outputs based on site specific average summer temperatures and include power enhancement features such as heat recovery steam generator duct-firing, gas turbine power augmentation, and/or other power augmentation features. For certain power plants with definitive contracts, capacities at contract conditions have been included. Oil-fired capacities reflect capacity test results.
-3 | These outputs do not factor in the typical MW loss and recovery profiles over time, which natural-gas fired turbine power plants display associated with their planned major maintenance schedules.
-4 | Bear Canyon will be retired in December 2014; however, the steam used to run its turbine will be redirected to a different Geysers power plant resulting in no diminution of overall generating capacity at our Geysers fleet.
-5 | Pasadena is comprised of 260 MW of cogen technology and 521 MW of combined cycle (non-cogen) technology.
-6 | Freeport Energy Center is owned by Calpine; however, it is contracted and operated by The Dow Chemical Company.
-7 | Calpine holds a 50% partnership interest in Greenfield LP through its subsidiaries; however, it is operated by a third party.
-8 | We have provided notice to PJM that we plan to retire these units before commencement of the PJM Reliability Pricing Model 2015/2016 delivery year.
-9 | Calpine holds a 50% partnership interest in Whitby Cogeneration through its subsidiaries; however, it is operated by Atlantic Packaging Products Ltd.

## Recon 11.30.2014 (hidden)
Table of Operating Power Plants and Projects Under Advanced Development/Construction Recon
|  | West | Texas | East |  | Total | Check | Notes
| Operating MW Capacities at 7.03.14 rev: | 7524 | 9427 | 8900 |  | 25851 | -0.25
0
| Acquisition of Fore River Energy Center |  |  | 731 |  | 731
0
| Operating MW Capacities at 9.30.14: | 7524 | 9427 | 9631 | 0 | 26582 | -0.25
Proj under advanced development and construction:
Proj under advanced development
| York 2 Energy Center |  |  | 760 |  | 760
Proj under construction
| Garrison Energy Center |  |  | 309 |  | 309
| Total under development/construction | 0 | 0 | 1069 |  | 1069
| Grand Total Net Peak Interest | 7524 | 9427 | 10700 |  | 27651 | -0.25
~MW Upgrade
| Pasadena (SW) | 2Q10 - 1 unit |  |  |  | 10
| Deer Park (SW) | 4Q09 - 1 unit, 2Q10 - 2 units, 2Q12 - 1 unit |  |  |  | 44
| Baytown (SW) | 1Q11 - 1 unit, 2Q11 - 2 units |  |  |  | 42
| Brazos Valley (GE) | 1Q11 - 2 units |  |  |  | 12
| Westbrook (GE) | 2Q11 - 1 unit, 2Q12 - 1 unit |  |  |  | 15
| Los Medanos (GE) | 2Q11 - 2 units |  |  |  | 12
| Delta (SW) | 2Q08 - 1 unit |  |  |  | 15
| Hermiston (SW) | 4Q11 - 2 units |  |  |  | 19
| Pastoria (GE) | 2Q12 - 2 units |  |  |  | 20
| Magic Valley (SW) | 2Q13 - 1 unit |  |  |  | 10
| Magic Valley (SW) | 2Q14 - 1 unit |  |  |  | 10
209
| SW total | 13 units
| GE total | 8 units
| Outstanding: | Committed but not yet complete
| SW total | 3 units

## CPN Portfolio 9.30.2014 (hidden)
Table of Operating Power Plants and Projects Under Advanced Development and Construction as of September 30, 2014
[7 empty] | Calpine Net | Calpine Net
|  |  |  | U.S. State or |  | Calpine | Interest | Interest With
|  |  | NERC | Canadian |  | Interest | Baseload | Peaking
| SEGMENT /Power Plant |  | Region | Province | Technology | Percentage | (MW) (1)(3) | (MW) (2)(3) |  |  | Count of Plants
| WEST | [7 empty] | Count
Geothermal
| McCabe #5 & #6 |  | WECC | CA | Renewable | 100% | 78 | 78 | 1 |  | 1
| Ridge Line #7 & #8 |  | WECC | CA | Renewable | 100% | 69 | 69 | 2 |  | 2
| Calistoga |  | WECC | CA | Renewable | 100% | 66 | 66 | 3 |  | 3
| Eagle Rock |  | WECC | CA | Renewable | 100% | 66 | 66 | 4 |  | 4
| Quicksilver |  | WECC | CA | Renewable | 100% | 53 | 53 | 5 |  | 5
| Cobb Creek |  | WECC | CA | Renewable | 100% | 52 | 52 | 6 |  | 6
| Lake View |  | WECC | CA | Renewable | 100% | 52 | 52 | 7 |  | 7
| Sulphur Springs |  | WECC | CA | Renewable | 100% | 51 | 51 | 8 |  | 8
| Socrates |  | WECC | CA | Renewable | 100% | 50 | 50 | 9 |  | 9
| Big Geysers |  | WECC | CA | Renewable | 100% | 48 | 48 | 10 |  | 10
| Grant |  | WECC | CA | Renewable | 100% | 43 | 43 | 11 |  | 11
| Sonoma |  | WECC | CA | Renewable | 100% | 42 | 42 | 12 |  | 12
| West Ford Flat |  | WECC | CA | Renewable | 100% | 24 | 24 | 13 |  | 13
| Aidlin |  | WECC | CA | Renewable | 100% | 17 | 17 | 14 |  | 14
| Bear Canyon(4) |  | WECC | CA | Renewable | 100% | 14 | 14 | 15 |  | 15
Natural Gas-Fired
| Delta Energy Center |  | WECC | CA | Combined Cycle | 100% | 835 | 857 | 16 |  | 16
| Pastoria Energy Facility |  | WECC | CA | Combined Cycle | 100% | 770 | 749 | 17 |  | 17
| Hermiston Power Project |  | WECC | OR | Combined Cycle | 100% | 566 | 635 | #REF! |  | 18
| Otay Mesa Energy Center |  | WECC | CA | Combined Cycle | 100% | 513 | 608 | #REF! |  | 19
| Metcalf Energy Center |  | WECC | CA | Combined Cycle | 100% | 564 | 605 | #REF! |  | 20
| Sutter Energy Center |  | WECC | CA | Combined Cycle | 100% | 542 | 578 | #REF! |  | 21
| Los Medanos Energy Center |  | WECC | CA | Cogen | 100% | 518 | 572 | #REF! |  | 22
| South Point Energy Center |  | WECC | AZ | Combined Cycle | 100% | 520 | 530 | #REF! |  | 23
| Russell City Energy Center |  | WECC | CA | Combined Cycle | 75% | 429 | 464.25 |  |  | 24
| Los Esteros Critical Energy Facility |  | WECC | CA | Combined Cycle | 100% | 243 | 309 | 11 |  | 25
| Gilroy Energy Center |  | WECC | CA | Simple Cycle | 100% | 0 | 141 | #REF! |  | 26
| Gilroy Cogeneration Plant |  | WECC | CA | Cogen | 100% | 109 | 130 | #REF! |  | 27
| King City Cogeneration Plant |  | WECC | CA | Cogen | 100% | 120 | 120 | #REF! |  | 28
| Greenleaf 1 Power Plant |  | WECC | CA | Combined Cycle | 100% | 50 | 50 | #REF! |  | 29
| Greenleaf 2 Power Plant |  | WECC | CA | Cogen | 100% | 49 | 49 | #REF! |  | 30
| Wolfskill Energy Center |  | WECC | CA | Simple Cycle | 100% | 0 | 48 | #REF! |  | 31
| Yuba City Energy Center |  | WECC | CA | Simple Cycle | 100% | 0 | 47 | #REF! |  | 32
| Feather River Energy Center |  | WECC | CA | Simple Cycle | 100% | 0 | 47 | #REF! |  | 33
| Creed Energy Center |  | WECC | CA | Simple Cycle | 100% | 0 | 47 | #REF! |  | 34
| Lambie Energy Center |  | WECC | CA | Simple Cycle | 100% | 0 | 47 | #REF! |  | 35
| Goose Haven Energy Center |  | WECC | CA | Simple Cycle | 100% | 0 | 47 | #REF! |  | 36
| Riverview Energy Center |  | WECC | CA | Simple Cycle | 100% | 0 | 47 | #REF! |  | 37
| King City Peaking Energy Center |  | WECC | CA | Simple Cycle | 100% | 0 | 44 | #REF! |  | 38
| Agnews Power Plant |  | WECC | CA | Combined Cycle | 100% | 28 | 28 | #REF! |  | 39
| Subtotal | [5 empty] | 6581 | 7524.25 | #REF!
TEXAS
| Deer Park Energy Center |  | TRE | TX | Cogen | 100% | 1103 | 1204 |  |  | 40
| Guadalupe Energy Center |  | TRE | TX | Combined Cycle | 100% | 1009 | 1000 |  |  | 41
| Baytown Energy Center |  | TRE | TX | Cogen | 100% | 782 | 842 | #REF! |  | 42
| Channel Energy Center |  | TRE | TX | Cogen | 100% | 723 | 808 | #REF! |  | 43
| Pasadena Power Plant(5) |  | TRE | TX | Cogen/Combined Cycle | 100% | 763 | 781 | #REF! |  | 44
| Bosque Energy Center |  | TRE | TX | Combined Cycle | 100% | 740 | 762 |  |  | 45
| Freestone Energy Center |  | TRE | TX | Combined Cycle | 75% | 779 | 746 | #REF! |  | 46
| Magic Valley Generating Station |  | TRE | TX | Combined Cycle | 100% | 682 | 712 | #REF! |  | 47
| Brazos Valley Power Plant |  | TRE | TX | Combined Cycle | 100% | 523 | 609 | #REF! |  | 48
| Corpus Christi Energy Center |  | TRE | TX | Cogen | 100% | 426 | 500 | #REF! |  | 49
| Texas City Power Plant |  | TRE | TX | Cogen | 100% | 400 | 453 | #REF! |  | 50
| Clear Lake Power Plant |  | TRE | TX | Cogen | 100% | 344 | 400 | #REF! |  | 51
| Hidalgo Energy Center |  | TRE | TX | Combined Cycle | 78.5% | 392 | 374 | #REF! |  | 52
| Freeport Energy Center(6) |  | TRE | TX | Cogen | 100% | 210 | 236 | #REF! |  | 53
| Subtotal | [5 empty] | 8876 | 9427 | #REF!
EAST
| Bethlehem Energy Center |  | RFC | PA | Combined Cycle | 100% | 1037 | 1130 |  |  | 54
| Hay Road Energy Center |  | RFC | DE | Combined Cycle | 100% | 1036 | 1130 | #REF! |  | 55
| Morgan Energy Center |  | SERC | AL | Cogen | 100% | 720 | 807 | #REF! |  | 56
| Edge Moor Energy Center |  | RFC | DE | Steam Cycle | 100% | 0 | 725 | #REF! |  | 57
| Osprey Energy Center |  | FRCC | FL | Combined Cycle | 100% | 537 | 599 | #REF! |  | 58
| York Energy Center |  | RFC | PA | Combined Cycle | 100% | 518.5 | 565 | #REF! |  | 59
| Westbrook Energy Center |  | NPCC | ME | Combined Cycle | 100% | 552 | 552 |  |  | 60
| Greenfield Energy Centre(7) |  | NPCC | ON | Combined Cycle | 50% | 422 | 519 | #REF! |  | 61
| RockGen Energy Center |  | MRO | WI | Simple Cycle | 100% | 0 | 503 | #REF! |  | 62
| Zion Energy Center |  | RFC | IL | Simple Cycle | 100% | 0 | 503 | #REF! |  | 63
| Mankato Power Plant |  | MRO | MN | Combined Cycle | 100% | 280 | 375 | #REF! |  | 64
| Pine Bluff Energy Center |  | SERC | AR | Cogen | 100% | 184 | 215 | #REF! |  | 65
| Cumberland Energy Center |  | RFC | NJ | Simple Cycle | 100% | 0 | 191 | #REF! |  | 66
| Kennedy International Airport Power Plant |  | NPCC | NY | Cogen | 100% | 110 | 121 | #REF! |  | 67
| Auburndale Peaking Energy Center |  | FRCC | FL | Simple Cycle | 100% | 0 | 117 | #REF! |  | 68
| Sherman Avenue Energy Center |  | RFC | NJ | Simple Cycle | 100% | 0 | 92 | #REF! |  | 69
| Bethpage Energy Center 3 |  | NPCC | NY | Combined Cycle | 100% | 60 | 80 | #REF! |  | 70
| Middle Energy Center(8) |  | RFC | NJ | Simple Cycle | 100% | 0 | 77 | #REF! |  | 71
| Carll's Corner Energy Center |  | RFC | NJ | Simple Cycle | 100% | 0 | 73 | #REF! |  | 72
| Cedar Energy Center(8) |  | RFC | NJ | Simple Cycle | 100% | 0 | 68 | #REF! |  | 73
| Mickleton Energy Center |  | RFC | NJ | Simple Cycle | 100% | 0 | 67 | #REF! |  | 74
| Missouri Avenue Energy Center(8) |  | RFC | NJ | Simple Cycle | 100% | 0 | 60 | #REF! |  | 75
| Bethpage Power Plant |  | NPCC | NY | Combined Cycle | 100% | 55 | 56 | #REF! |  | 76
| Christiana Energy Center |  | RFC | DE | Simple Cycle | 100% | 0 | 53 | #REF! |  | 77
| Bethpage Peaker |  | NPCC | NY | Simple Cycle | 100% | 0 | 48 | #REF! |  | 78
| Stony Brook Power Plant |  | NPCC | NY | Cogen | 100% | 45 | 47 | #REF! |  | 79
| Tasley Energy Center |  | RFC | VA | Simple Cycle | 100% | 0 | 33 | #REF! |  | 80
| Whitby Cogeneration(9) |  | NPCC | ON | Cogen | 50% | 25 | 25 | #REF! |  | 81
| Delaware City Energy Center |  | RFC | DE | Simple Cycle | 100% | 0 | 23 | #REF! |  | 82
| West Energy Center |  | RFC | DE | Simple Cycle | 100% | 0 | 20 | #REF! |  | 83
| Bayview Energy Center |  | RFC | VA | Simple Cycle | 100% | 0 | 12 | #REF! |  | 84
| Crisfield Energy Center |  | RFC | MD | Simple Cycle | 100% | 0 | 10 | #REF! |  | 85
| Vineland Solar Energy Center |  | RFC | NJ | Renewable | 100% | 0 | 4 | #REF! |  | 86 | Total number of plants
| Subtotal | [5 empty] | 5581.5 | 8900 | #REF! | Total count of pwr plants
| Total operating power plants | 86 |  |  |  |  | 21038.5 | 25851.25
Projects Under Advanced Development and Construction
Projects under advanced development
| York 2 Energy Center |  | RFC | PA | Combined Cycle | 100% | 668 | 760
Projects under construction
| Garrison Energy Center |  | RFC | DE | Combined Cycle | 100% | 273 | 309
| Total operating power plants and projects under advanced development and construction | [5 empty] | 21979.5 | 26920.25 | #REF!
-1 | Natural gas-fired fleet capacities are generally derived on as-built as-designed outputs, including upgrades, based on site specific annual average temperatures and average process steam flows for cogeneration power plants, as applicable. Geothermal capacities are derived from historical generation output and steam reservoir modeling under average ambient conditions (temperatures and rainfall).
-2 | Natural gas-fired fleet peaking capacities are primarily derived on as-built as-designed peaking outputs based on site specific average summer temperatures and include power enhancement features such as heat recovery steam generator duct-firing, gas turbine power augmentation, and/or other power augmentation features. For certain power plants with definitive contracts, capacities at contract conditions have been included. Oil-fired capacities reflect capacity test results.
-3 | These outputs do not factor in the typical MW loss and recovery profiles over time, which natural-gas fired turbine power plants display associated with their planned major maintenance schedules.
-4 | Bear Canyon will be retired in December 2014; however, the steam used to run its turbine will be redirected to a different Geysers power plant resulting in no diminution of overall generating capacity at our Geysers fleet.
-5 | Pasadena is comprised of 260 MW of cogen technology and 521 MW of combined cycle (non-cogen) technology.
-6 | Freeport Energy Center is owned by Calpine; however, it is contracted and operated by The Dow Chemical Company.
-7 | Calpine holds a 50% partnership interest in Greenfield LP through its subsidiaries; however, it is operated by a third party.
-8 | We have provided notice to PJM that we plan to retire these units before commencement of the PJM Reliability Pricing Model 2015/2016 delivery year.
-9 | Calpine holds a 50% partnership interest in Whitby Cogeneration through its subsidiaries; however, it is operated by Atlantic Packaging Products Ltd.

## Recon 9.30.2014 (hidden)
Table of Operating Power Plants and Projects Under Advanced Development/Construction Recon
|  | West | Texas | East |  | Total | Check | Notes
| Operating MW Capacities at 7.03.14 rev: | 7524 | 9427 | 8900 |  | 25851 | -0.25
0
| Operating MW Capacities at 9.30.14: | 7524 | 9427 | 8900 | 0 | 25851 | -0.25
Proj under advanced development and construction:
Proj under advanced development
| York 2 Energy Center |  |  | 760 |  | 760
Proj under construction
| Garrison Energy Center |  |  | 309 |  | 309
| Total under development/construction | 0 | 0 | 1069 |  | 1069
| Grand Total Net Peak Interest | 7524 | 9427 | 9969 |  | 26920 | -0.25
~MW Upgrade
| Pasadena (SW) | 2Q10 - 1 unit |  |  |  | 10
| Deer Park (SW) | 4Q09 - 1 unit, 2Q10 - 2 units, 2Q12 - 1 unit |  |  |  | 44
| Baytown (SW) | 1Q11 - 1 unit, 2Q11 - 2 units |  |  |  | 42
| Brazos Valley (GE) | 1Q11 - 2 units |  |  |  | 12
| Westbrook (GE) | 2Q11 - 1 unit, 2Q12 - 1 unit |  |  |  | 15
| Los Medanos (GE) | 2Q11 - 2 units |  |  |  | 12
| Delta (SW) | 2Q08 - 1 unit |  |  |  | 15
| Hermiston (SW) | 4Q11 - 2 units |  |  |  | 19
| Pastoria (GE) | 2Q12 - 2 units |  |  |  | 20
| Magic Valley (SW) | 2Q13 - 1 unit |  |  |  | 10
| Magic Valley (SW) | 2Q14 - 1 unit |  |  |  | 10
209
| SW total | 13 units
| GE total | 8 units
| Outstanding: | Committed but not yet complete
| SW total | 3 units

## CPN Portfolio 7.03.2014 rev (hidden)
Table of Operating Power Plants and Projects Under Advanced Development and Construction as of September 30, 2014
[7 empty] | Calpine Net | Calpine Net
|  |  |  | U.S. State or |  | Calpine | Interest | Interest With
|  |  | NERC | Canadian |  | Interest | Baseload | Peaking
| SEGMENT /Power Plant |  | Region | Province | Technology | Percentage | (MW) (1)(3) | (MW) (2)(3) |  |  | Count of Plants
| WEST | [7 empty] | Count
Geothermal
| McCabe #5 & #6 |  | WECC | CA | Renewable | 100% | 78 | 78 | 1 |  | 1
| Ridge Line #7 & #8 |  | WECC | CA | Renewable | 100% | 69 | 69 | 2 |  | 2
| Calistoga |  | WECC | CA | Renewable | 100% | 66 | 66 | 3 |  | 3
| Eagle Rock |  | WECC | CA | Renewable | 100% | 66 | 66 | 4 |  | 4
| Quicksilver |  | WECC | CA | Renewable | 100% | 53 | 53 | 5 |  | 5
| Cobb Creek |  | WECC | CA | Renewable | 100% | 52 | 52 | 6 |  | 6
| Lake View |  | WECC | CA | Renewable | 100% | 52 | 52 | 7 |  | 7
| Sulphur Springs |  | WECC | CA | Renewable | 100% | 51 | 51 | 8 |  | 8
| Socrates |  | WECC | CA | Renewable | 100% | 50 | 50 | 9 |  | 9
| Big Geysers |  | WECC | CA | Renewable | 100% | 48 | 48 | 10 |  | 10
| Grant |  | WECC | CA | Renewable | 100% | 43 | 43 | 11 |  | 11
| Sonoma |  | WECC | CA | Renewable | 100% | 42 | 42 | 12 |  | 12
| West Ford Flat |  | WECC | CA | Renewable | 100% | 24 | 24 | 13 |  | 13
| Aidlin |  | WECC | CA | Renewable | 100% | 17 | 17 | 14 |  | 14
| Bear Canyon(4) |  | WECC | CA | Renewable | 100% | 14 | 14 | 15 |  | 15
Natural Gas-Fired
| Delta Energy Center |  | WECC | CA | Combined Cycle | 100% | 835 | 857 | 16 |  | 16
| Pastoria Energy Center |  | WECC | CA | Combined Cycle | 100% | 770 | 749 | 17 |  | 17
| Hermiston Power Project |  | WECC | OR | Combined Cycle | 100% | 566 | 635 | #REF! |  | 18
| Otay Mesa Energy Center |  | WECC | CA | Combined Cycle | 100% | 513 | 608 | #REF! |  | 19
| Metcalf Energy Center |  | WECC | CA | Combined Cycle | 100% | 564 | 605 | #REF! |  | 20
| Sutter Energy Center |  | WECC | CA | Combined Cycle | 100% | 542 | 578 | #REF! |  | 21
| Los Medanos Energy Center |  | WECC | CA | Cogen | 100% | 518 | 572 | #REF! |  | 22
| South Point Energy Center |  | WECC | AZ | Combined Cycle | 100% | 520 | 530 | #REF! |  | 23
| Russell City Energy Center |  | WECC | CA | Combined Cycle | 75% | 429 | 464.25 |  |  | 24
| Los Esteros Critical Energy Facility |  | WECC | CA | Combined Cycle | 100% | 243 | 309 | 11 |  | 25
| Gilroy Energy Center |  | WECC | CA | Simple Cycle | 100% | 0 | 141 | #REF! |  | 26
| Gilroy Cogeneration Plant |  | WECC | CA | Cogen | 100% | 109 | 130 | #REF! |  | 27
| King City Cogeneration Plant |  | WECC | CA | Cogen | 100% | 120 | 120 | #REF! |  | 28
| Greenleaf 1 Power Plant |  | WECC | CA | Combined Cycle | 100% | 50 | 50 | #REF! |  | 29
| Greenleaf 2 Power Plant |  | WECC | CA | Cogen | 100% | 49 | 49 | #REF! |  | 30
| Wolfskill Energy Center |  | WECC | CA | Simple Cycle | 100% | 0 | 48 | #REF! |  | 31
| Yuba City Energy Center |  | WECC | CA | Simple Cycle | 100% | 0 | 47 | #REF! |  | 32
| Feather River Energy Center |  | WECC | CA | Simple Cycle | 100% | 0 | 47 | #REF! |  | 33
| Creed Energy Center |  | WECC | CA | Simple Cycle | 100% | 0 | 47 | #REF! |  | 34
| Lambie Energy Center |  | WECC | CA | Simple Cycle | 100% | 0 | 47 | #REF! |  | 35
| Goose Haven Energy Center |  | WECC | CA | Simple Cycle | 100% | 0 | 47 | #REF! |  | 36
| Riverview Energy Center |  | WECC | CA | Simple Cycle | 100% | 0 | 47 | #REF! |  | 37
| King City Peaking Energy Center |  | WECC | CA | Simple Cycle | 100% | 0 | 44 | #REF! |  | 38
| Agnews Power Plant |  | WECC | CA | Combined Cycle | 100% | 28 | 28 | #REF! |  | 39
| Subtotal | [5 empty] | 6581 | 7524.25 | #REF!
TEXAS
| Deer Park Energy Center |  | TRE | TX | Cogen | 100% | 1103 | 1204 |  |  | 40
| Guadalupe Energy Center |  | TRE | TX | Combined Cycle | 100% | 1009 | 1000 |  |  | 41
| Baytown Energy Center |  | TRE | TX | Cogen | 100% | 782 | 842 | #REF! |  | 42
| Channel Energy Center |  | TRE | TX | Cogen | 100% | 723 | 808 | #REF! |  | 43
| Pasadena Power Plant(5) |  | TRE | TX | Cogen/Combined Cycle | 100% | 763 | 781 | #REF! |  | 44
| Bosque Energy Center |  | TRE | TX | Combined Cycle | 100% | 740 | 762 |  |  | 45
| Freestone Energy Center |  | TRE | TX | Combined Cycle | 75% | 779 | 746 | #REF! |  | 46
| Magic Valley Generating Station |  | TRE | TX | Combined Cycle | 100% | 682 | 712 | #REF! |  | 47
| Brazos Valley Power Plant |  | TRE | TX | Combined Cycle | 100% | 523 | 609 | #REF! |  | 48
| Corpus Christi Energy Center |  | TRE | TX | Cogen | 100% | 426 | 500 | #REF! |  | 49
| Texas City Power Plant |  | TRE | TX | Cogen | 100% | 400 | 453 | #REF! |  | 50
| Clear Lake Power Plant |  | TRE | TX | Cogen | 100% | 344 | 400 | #REF! |  | 51
| Hidalgo Energy Center |  | TRE | TX | Combined Cycle | 78.5% | 392 | 374 | #REF! |  | 52
| Freeport Energy Center(6) |  | TRE | TX | Cogen | 100% | 210 | 236 | #REF! |  | 53
| Subtotal | [5 empty] | 8876 | 9427 | #REF!
EAST
| Bethlehem Energy Center |  | RFC | PA | Combined Cycle | 100% | 1037 | 1130 |  |  | 54
| Hay Road Energy Center |  | RFC | DE | Combined Cycle | 100% | 1036 | 1130 | #REF! |  | 55
| Morgan Energy Center |  | SERC | AL | Cogen | 100% | 720 | 807 | #REF! |  | 56
| Edge Moor Energy Center |  | RFC | DE | Steam Cycle | 100% | 0 | 725 | #REF! |  | 57
| Osprey Energy Center |  | FRCC | FL | Combined Cycle | 100% | 537 | 599 | #REF! |  | 58
| York Energy Center |  | RFC | PA | Combined Cycle | 100% | 518.5 | 565 | #REF! |  | 59
| Westbrook Energy Center |  | NPCC | ME | Combined Cycle | 100% | 552 | 552 |  |  | 60
| Greenfield Energy Centre(7) |  | NPCC | ON | Combined Cycle | 50% | 422 | 519 | #REF! |  | 61
| RockGen Energy Center |  | MRO | WI | Simple Cycle | 100% | 0 | 503 | #REF! |  | 62
| Zion Energy Center |  | RFC | IL | Simple Cycle | 100% | 0 | 503 | #REF! |  | 63
| Mankato Power Plant |  | MRO | MN | Combined Cycle | 100% | 280 | 375 | #REF! |  | 64
| Pine Bluff Energy Center |  | SERC | AR | Cogen | 100% | 184 | 215 | #REF! |  | 65
| Cumberland Energy Center |  | RFC | NJ | Simple Cycle | 100% | 0 | 191 | #REF! |  | 66
| Kennedy International Airport Power Plant |  | NPCC | NY | Cogen | 100% | 110 | 121 | #REF! |  | 67
| Auburndale Peaking Energy Center |  | FRCC | FL | Simple Cycle | 100% | 0 | 117 | #REF! |  | 68
| Sherman Avenue Energy Center |  | RFC | NJ | Simple Cycle | 100% | 0 | 92 | #REF! |  | 69
| Bethpage Energy Center 3 |  | NPCC | NY | Combined Cycle | 100% | 60 | 80 | #REF! |  | 70
| Middle Energy Center(8) |  | RFC | NJ | Simple Cycle | 100% | 0 | 77 | #REF! |  | 71
| Carll's Corner Energy Center |  | RFC | NJ | Simple Cycle | 100% | 0 | 73 | #REF! |  | 72
| Cedar Energy Center(8) |  | RFC | NJ | Simple Cycle | 100% | 0 | 68 | #REF! |  | 73
| Mickleton Energy Center |  | RFC | NJ | Simple Cycle | 100% | 0 | 67 | #REF! |  | 74
| Missouri Avenue Energy Center(8) |  | RFC | NJ | Simple Cycle | 100% | 0 | 60 | #REF! |  | 75
| Bethpage Power Plant |  | NPCC | NY | Combined Cycle | 100% | 55 | 56 | #REF! |  | 76
| Christiana Energy Center |  | RFC | DE | Simple Cycle | 100% | 0 | 53 | #REF! |  | 77
| Bethpage Peaker |  | NPCC | NY | Simple Cycle | 100% | 0 | 48 | #REF! |  | 78
| Stony Brook Power Plant |  | NPCC | NY | Cogen | 100% | 45 | 47 | #REF! |  | 79
| Tasley Energy Center |  | RFC | VA | Simple Cycle | 100% | 0 | 33 | #REF! |  | 80
| Whitby Cogeneration(9) |  | NPCC | ON | Cogen | 50% | 25 | 25 | #REF! |  | 81
| Delaware City Energy Center |  | RFC | DE | Simple Cycle | 100% | 0 | 23 | #REF! |  | 82
| West Energy Center |  | RFC | DE | Simple Cycle | 100% | 0 | 20 | #REF! |  | 83
| Bayview Energy Center |  | RFC | VA | Simple Cycle | 100% | 0 | 12 | #REF! |  | 84
| Crisfield Energy Center |  | RFC | MD | Simple Cycle | 100% | 0 | 10 | #REF! |  | 85
| Vineland Solar Energy Center |  | RFC | NJ | Renewable | 100% | 0 | 4 | #REF! |  | 86 | Total number of plants
| Subtotal | [5 empty] | 5581.5 | 8900 | #REF! | Total count of pwr plants
| Total operating power plants | 86 |  |  |  |  | 21038.5 | 25851.25
Projects Under Advanced Development and Construction
Projects under advanced development
| York 2 Energy Center |  | RFC | PA | Combined Cycle | 100% | 668 | 760
Projects under construction
| Garrison Energy Center |  | RFC | DE | Combined Cycle | 100% | 273 | 309
| Total operating power plants and projects under advanced development and construction | [5 empty] | 21979.5 | 26920.25 | #REF!
-1 | Natural gas-fired fleet capacities are generally derived on as-built as-designed outputs, including upgrades, based on site specific annual average temperatures and average process steam flows for cogeneration power plants, as applicable. Geothermal capacities are derived from historical generation output and steam reservoir modeling under average ambient conditions (temperatures and rainfall).
-2 | Natural gas-fired fleet peaking capacities are primarily derived on as-built as-designed peaking outputs based on site specific average summer temperatures and include power enhancement features such as heat recovery steam generator duct-firing, gas turbine power augmentation, and/or other power augmentation features. For certain power plants with definitive contracts, capacities at contract conditions have been included. Oil-fired capacities reflect capacity test results.
-3 | These outputs do not factor in the typical MW loss and recovery profiles over time, which natural-gas fired turbine power plants display associated with their planned major maintenance schedules.
-4 | Bear Canyon will be retired in December 2014; however, the steam used to run its turbine will be redirected to a different Geysers power plant resulting in no diminution of overall generating capacity at our Geysers fleet.
-5 | Pasadena is comprised of 260 MW of cogen technology and 521 MW of combined cycle (non-cogen) technology.
-6 | Freeport Energy Center is owned by Calpine; however, it is contracted and operated by The Dow Chemical Company.
-7 | Calpine holds a 50% partnership interest in Greenfield LP through its subsidiaries; however, it is operated by a third party.
-8 | We have provided notice to PJM that we plan to retire these units before commencement of the PJM Reliability Pricing Model 2015/2016 delivery year.
-9 | Calpine holds a 50% partnership interest in Whitby Cogeneration through its subsidiaries; however, it is operated by Atlantic Packaging Products Ltd.

## Recon 7.03.2014 rev (hidden)
Table of Operating Power Plants and Projects Under Advanced Development/Construction Recon
East
|  | West | Texas | North | Southeast |  | Total | Check | Notes
| Operating MW Capacities at 7.03.14: | 7524 | 9427 | 8900 | 0 |  | 25851 | -0.25
0
| Operating MW Capacities at 7.03.14 rev: | 7524 | 9427 | 8900 | 0 | 0 | 25851 | -0.25
Proj under advanced development and construction:
Proj under advanced development
| York 2 Energy Center |  |  | 760 |  |  | 760
Proj under construction
| Garrison Energy Center |  |  | 309 |  |  | 309
| Total under development/construction | 0 | 0 | 1069 | 0 |  | 1069
| Grand Total Net Peak Interest | 7524 | 9427 | 9969 | 0 |  | 26920 | -0.25
~MW Upgrade
| Pasadena (SW) | 2Q10 - 1 unit |  |  |  |  | 10
| Deer Park (SW) | 4Q09 - 1 unit, 2Q10 - 2 units, 2Q12 - 1 unit |  |  |  |  | 44
| Baytown (SW) | 1Q11 - 1 unit, 2Q11 - 2 units |  |  |  |  | 42
| Brazos Valley (GE) | 1Q11 - 2 units |  |  |  |  | 12
| Westbrook (GE) | 2Q11 - 1 unit, 2Q12 - 1 unit |  |  |  |  | 15
| Los Medanos (GE) | 2Q11 - 2 units |  |  |  |  | 12
| Delta (SW) | 2Q08 - 1 unit |  |  |  |  | 15
| Hermiston (SW) | 4Q11 - 2 units |  |  |  |  | 19
| Pastoria (GE) | 2Q12 - 2 units |  |  |  |  | 20
| Magic Valley (SW) | 2Q13 - 1 unit |  |  |  |  | 10
| Magic Valley (SW) | 2Q14 - 1 unit |  |  |  |  | 10
209
| SW total | 13 units
| GE total | 8 units
| Outstanding: | Committed but not yet complete
| SW total | 3 units

## CPN Portfolio 7.03.2014 (hidden)
Table of Operating Power Plants and Projects Under Construction as of July 3, 2014
[7 empty] | Calpine Net | Calpine Net
|  |  |  | U.S. State or |  | Calpine | Interest | Interest With
|  |  | NERC | Canadian |  | Interest | Baseload | Peaking
| SEGMENT /Power Plant |  | Region | Province | Technology | Percentage | (MW) (1)(3) | (MW) (2)(3) |  |  | Count of Plants
| WEST | [7 empty] | Count
Geothermal
| McCabe #5 & #6 |  | WECC | CA | Renewable | 100% | 78 | 78 | 1 |  | 1
| Ridge Line #7 & #8 |  | WECC | CA | Renewable | 100% | 69 | 69 | 2 |  | 2
| Calistoga |  | WECC | CA | Renewable | 100% | 66 | 66 | 3 |  | 3
| Eagle Rock |  | WECC | CA | Renewable | 100% | 66 | 66 | 4 |  | 4
| Quicksilver |  | WECC | CA | Renewable | 100% | 53 | 53 | 5 |  | 5
| Cobb Creek |  | WECC | CA | Renewable | 100% | 52 | 52 | 6 |  | 6
| Lake View |  | WECC | CA | Renewable | 100% | 52 | 52 | 7 |  | 7
| Sulphur Springs |  | WECC | CA | Renewable | 100% | 51 | 51 | 8 |  | 8
| Socrates |  | WECC | CA | Renewable | 100% | 50 | 50 | 9 |  | 9
| Big Geysers |  | WECC | CA | Renewable | 100% | 48 | 48 | 10 |  | 10
| Grant |  | WECC | CA | Renewable | 100% | 43 | 43 | 11 |  | 11
| Sonoma |  | WECC | CA | Renewable | 100% | 42 | 42 | 12 |  | 12
| West Ford Flat |  | WECC | CA | Renewable | 100% | 24 | 24 | 13 |  | 13
| Aidlin |  | WECC | CA | Renewable | 100% | 17 | 17 | 14 |  | 14
| Bear Canyon(4) |  | WECC | CA | Renewable | 100% | 14 | 14 | 15 |  | 15
Natural Gas-Fired
| Delta Energy Center |  | WECC | CA | Combined Cycle | 100% | 835 | 857 | 16 |  | 16
| Pastoria Energy Center |  | WECC | CA | Combined Cycle | 100% | 770 | 749 | 17 |  | 17
| Hermiston Power Project |  | WECC | OR | Combined Cycle | 100% | 566 | 635 | #REF! |  | 18
| Otay Mesa Energy Center |  | WECC | CA | Combined Cycle | 100% | 513 | 608 | #REF! |  | 19
| Metcalf Energy Center |  | WECC | CA | Combined Cycle | 100% | 564 | 605 | #REF! |  | 20
| Sutter Energy Center |  | WECC | CA | Combined Cycle | 100% | 542 | 578 | #REF! |  | 21
| Los Medanos Energy Center |  | WECC | CA | Cogen | 100% | 518 | 572 | #REF! |  | 22
| South Point Energy Center |  | WECC | AZ | Combined Cycle | 100% | 520 | 530 | #REF! |  | 23
| Russell City Energy Center |  | WECC | CA | Combined Cycle | 75% | 429 | 464.25 |  |  | 24
| Los Esteros Critical Energy Facility |  | WECC | CA | Combined Cycle | 100% | 243 | 309 | 11 |  | 25
| Gilroy Energy Center |  | WECC | CA | Simple Cycle | 100% | 0 | 141 | #REF! |  | 26
| Gilroy Cogeneration Plant |  | WECC | CA | Cogen | 100% | 109 | 130 | #REF! |  | 27
| King City Cogeneration Plant |  | WECC | CA | Cogen | 100% | 120 | 120 | #REF! |  | 28
| Greenleaf 1 Power Plant |  | WECC | CA | Combined Cycle | 100% | 50 | 50 | #REF! |  | 29
| Greenleaf 2 Power Plant |  | WECC | CA | Cogen | 100% | 49 | 49 | #REF! |  | 30
| Wolfskill Energy Center |  | WECC | CA | Simple Cycle | 100% | 0 | 48 | #REF! |  | 31
| Yuba City Energy Center |  | WECC | CA | Simple Cycle | 100% | 0 | 47 | #REF! |  | 32
| Feather River Energy Center |  | WECC | CA | Simple Cycle | 100% | 0 | 47 | #REF! |  | 33
| Creed Energy Center |  | WECC | CA | Simple Cycle | 100% | 0 | 47 | #REF! |  | 34
| Lambie Energy Center |  | WECC | CA | Simple Cycle | 100% | 0 | 47 | #REF! |  | 35
| Goose Haven Energy Center |  | WECC | CA | Simple Cycle | 100% | 0 | 47 | #REF! |  | 36
| Riverview Energy Center |  | WECC | CA | Simple Cycle | 100% | 0 | 47 | #REF! |  | 37
| King City Peaking Energy Center |  | WECC | CA | Simple Cycle | 100% | 0 | 44 | #REF! |  | 38
| Agnews Power Plant |  | WECC | CA | Combined Cycle | 100% | 28 | 28 | #REF! |  | 39
| Subtotal | [5 empty] | 6581 | 7524.25 | #REF!
TEXAS
| Deer Park Energy Center |  | TRE | TX | Cogen | 100% | 1103 | 1204 |  |  | 40
| Guadalupe Energy Center |  | TRE | TX | Combined Cycle | 100% | 1009 | 1000 |  |  | 41
| Baytown Energy Center |  | TRE | TX | Cogen | 100% | 782 | 842 | #REF! |  | 42
| Channel Energy Center |  | TRE | TX | Cogen | 100% | 723 | 808 | #REF! |  | 43
| Pasadena Power Plant(5) |  | TRE | TX | Cogen/Combined Cycle | 100% | 763 | 781 | #REF! |  | 44
| Bosque Energy Center |  | TRE | TX | Combined Cycle | 100% | 740 | 762 |  |  | 45
| Freestone Energy Center |  | TRE | TX | Combined Cycle | 75% | 779 | 746 | #REF! |  | 46
| Magic Valley Generating Station |  | TRE | TX | Combined Cycle | 100% | 682 | 712 | #REF! |  | 47
| Brazos Valley Power Plant |  | TRE | TX | Combined Cycle | 100% | 523 | 609 | #REF! |  | 48
| Corpus Christi Energy Center |  | TRE | TX | Cogen | 100% | 426 | 500 | #REF! |  | 49
| Texas City Power Plant |  | TRE | TX | Cogen | 100% | 400 | 453 | #REF! |  | 50
| Clear Lake Power Plant |  | TRE | TX | Cogen | 100% | 344 | 400 | #REF! |  | 51
| Hidalgo Energy Center |  | TRE | TX | Combined Cycle | 78.5% | 392 | 374 | #REF! |  | 52
| Freeport Energy Center(6) |  | TRE | TX | Cogen | 100% | 210 | 236 | #REF! |  | 53
| Subtotal | [5 empty] | 8876 | 9427 | #REF!
EAST
| Bethlehem Energy Center |  | RFC | PA | Combined Cycle | 100% | 1037 | 1130 |  |  | 54
| Hay Road Energy Center |  | RFC | DE | Combined Cycle | 100% | 1036 | 1130 | #REF! |  | 55
| Morgan Energy Center |  | SERC | AL | Cogen | 100% | 720 | 807 | #REF! |  | 56
| Edge Moor Energy Center |  | RFC | DE | Steam Cycle | 100% | 0 | 725 | #REF! |  | 57
| Osprey Energy Center |  | FRCC | FL | Combined Cycle | 100% | 537 | 599 | #REF! |  | 58
| York Energy Center |  | RFC | PA | Combined Cycle | 100% | 518.5 | 565 | #REF! |  | 59
| Westbrook Energy Center |  | NPCC | ME | Combined Cycle | 100% | 552 | 552 |  |  | 60
| Greenfield Energy Centre(7) |  | NPCC | ON | Combined Cycle | 50% | 422 | 519 | #REF! |  | 61
| RockGen Energy Center |  | MRO | WI | Simple Cycle | 100% | 0 | 503 | #REF! |  | 62
| Zion Energy Center |  | RFC | IL | Simple Cycle | 100% | 0 | 503 | #REF! |  | 63
| Mankato Power Plant |  | MRO | MN | Combined Cycle | 100% | 280 | 375 | #REF! |  | 64
| Pine Bluff Energy Center |  | SERC | AR | Cogen | 100% | 184 | 215 | #REF! |  | 65
| Cumberland Energy Center |  | RFC | NJ | Simple Cycle | 100% | 0 | 191 | #REF! |  | 66
| Kennedy International Airport Power Plant |  | NPCC | NY | Cogen | 100% | 110 | 121 | #REF! |  | 67
| Auburndale Peaking Energy Center |  | FRCC | FL | Simple Cycle | 100% | 0 | 117 | #REF! |  | 68
| Sherman Avenue Energy Center |  | RFC | NJ | Simple Cycle | 100% | 0 | 92 | #REF! |  | 69
| Bethpage Energy Center 3 |  | NPCC | NY | Combined Cycle | 100% | 60 | 80 | #REF! |  | 70
| Middle Energy Center(8) |  | RFC | NJ | Simple Cycle | 100% | 0 | 77 | #REF! |  | 71
| Carll's Corner Energy Center |  | RFC | NJ | Simple Cycle | 100% | 0 | 73 | #REF! |  | 72
| Cedar Energy Center(8) |  | RFC | NJ | Simple Cycle | 100% | 0 | 68 | #REF! |  | 73
| Mickleton Energy Center |  | RFC | NJ | Simple Cycle | 100% | 0 | 67 | #REF! |  | 74
| Missouri Avenue Energy Center(8) |  | RFC | NJ | Simple Cycle | 100% | 0 | 60 | #REF! |  | 75
| Bethpage Power Plant |  | NPCC | NY | Combined Cycle | 100% | 55 | 56 | #REF! |  | 76
| Christiana Energy Center |  | RFC | DE | Simple Cycle | 100% | 0 | 53 | #REF! |  | 77
| Bethpage Peaker |  | NPCC | NY | Simple Cycle | 100% | 0 | 48 | #REF! |  | 78
| Stony Brook Power Plant |  | NPCC | NY | Cogen | 100% | 45 | 47 | #REF! |  | 79
| Tasley Energy Center |  | RFC | VA | Simple Cycle | 100% | 0 | 33 | #REF! |  | 80
| Whitby Cogeneration(9) |  | NPCC | ON | Cogen | 50% | 25 | 25 | #REF! |  | 81
| Delaware City Energy Center |  | RFC | DE | Simple Cycle | 100% | 0 | 23 | #REF! |  | 82
| West Energy Center |  | RFC | DE | Simple Cycle | 100% | 0 | 20 | #REF! |  | 83
| Bayview Energy Center |  | RFC | VA | Simple Cycle | 100% | 0 | 12 | #REF! |  | 84
| Crisfield Energy Center |  | RFC | MD | Simple Cycle | 100% | 0 | 10 | #REF! |  | 85
| Vineland Solar Energy Center |  | RFC | NJ | Renewable | 100% | 0 | 4 | #REF! |  | 86 | Total number of plants
| Subtotal | [5 empty] | 5581.5 | 8900 | #REF! | Total count of pwr plants
| Total operating power plants | 86 |  |  |  |  | 21038.5 | 25851.25
Projects under construction
| Garrison Energy Center |  | RFC | DE | Combined Cycle | 100% | 273 | 309
| Total operating power plants and projects under construction | [5 empty] | 21311.5 | 26160.25 | #REF!
-1 | Natural gas-fired fleet capacities are generally derived on as-built as-designed outputs, including upgrades, based on site specific annual average temperatures and average process steam flows for cogeneration power plants, as applicable. Geothermal capacities are derived from historical generation output and steam reservoir modeling under average ambient conditions (temperatures and rainfall).
-2 | Natural gas-fired fleet peaking capacities are primarily derived on as-built as-designed peaking outputs based on site specific average summer temperatures and include power enhancement features such as heat recovery steam generator duct-firing, gas turbine power augmentation, and/or other power augmentation features. For certain power plants with definitive contracts, capacities at contract conditions have been included. Oil-fired capacities reflect capacity test results.
-3 | These outputs do not factor in the typical MW loss and recovery profiles over time, which natural-gas fired turbine power plants display associated with their planned major maintenance schedules.
-4 | Bear Canyon will be retired in December 2014; however, the steam used to run its turbine will be redirected to a different Geysers power plant resulting in no diminution of overall generating capacity at our Geysers fleet.
-5 | Pasadena is comprised of 260 MW of cogen technology and 521 MW of combined cycle (non-cogen) technology.
-6 | Freeport Energy Center is owned by Calpine; however, it is contracted and operated by The Dow Chemical Company.
-7 | Calpine holds a 50% partnership interest in Greenfield LP through its subsidiaries; however, it is operated by a third party.
-8 | We have provided notice to PJM that we plan to retire these units before commencement of the PJM Reliability Pricing Model 2015/2016 delivery year.
-9 | Calpine holds a 50% partnership interest in Whitby Cogeneration through its subsidiaries; however, it is operated by Atlantic Packaging Products Ltd.

## Recon 7.02.2014 (hidden)
Table of Operating Power Plants and Projects Under Advanced Development/Construction Recon
East
|  | West | Texas | North | Southeast |  | Total | Check | Notes
| Operating MW Capacities at 6.01.14: | 7524 | 9024 | 7162 | 5236 |  | 28946 | -0.25
0
| Magic Valley upgrade on 4/4/14 |  | 10 |  |  |  | 10
| Hay Road upgrade on 4/3/14 |  | 0 |  |  |  | 0
| Brazos valley upgrade on 5/27/14 |  | 3 |  |  |  | 3
| Completion of expansion at Channel on 6/12/14 |  | 200 |  |  |  | 200
| Completion of expansion at Deeer park on 6/12/14 |  | 190 |  |  |  | 190
| Sale of Oneta Energy Center on 7/1/14 |  |  |  | -1134 |  | -1134
| Sale of Carvillle Energy center on 7/1/14 |  |  |  | -501 |  | -501
| Sale of Decatur Energy Center on 7/1/14 |  |  |  | -795 |  | -795
| Sale of Hog Bayou Energy Center on 7/1/14 |  |  |  | -237 |  | -237
| Sale of Santa Rosa Energy Center on 7/1/14 |  |  |  | -225 |  | -225
| Sale of Columbia Energy Center on 7/1/14 |  |  |  | -606 |  | -606
| Movement of remaining SE plants to North (now called East) |  |  | 1738 | -1738 |  | 0
| Operating MW Capacities at 7.03.14: | 7524 | 9427 | 8900 | 0 | 0 | 25851 | -0.25
Proj under construction:
| Garrison Energy Center |  |  | 309 |  |  | 309
| Total under construction | 0 | 0 | 309 | 0 |  | 309
| Grand Total Net Peak Interest | 7524 | 9427 | 9209 | 0 |  | 26160 | -0.25
[7 empty] | ~MW Upgrade | 3485 | 6/01/2014 -7/3/2014
| Pasadena (SW) | 2Q10 - 1 unit |  |  |  |  | 10
| Deer Park (SW) | 4Q09 - 1 unit, 2Q10 - 2 units, 2Q12 - 1 unit |  |  |  |  | 44
| Baytown (SW) | 1Q11 - 1 unit, 2Q11 - 2 units |  |  |  |  | 42
| Brazos Valley (GE) | 1Q11 - 2 units |  |  |  |  | 12
| Westbrook (GE) | 2Q11 - 1 unit, 2Q12 - 1 unit |  |  |  |  | 15
| Los Medanos (GE) | 2Q11 - 2 units |  |  |  |  | 12
| Delta (SW) | 2Q08 - 1 unit |  |  |  |  | 15
| Hermiston (SW) | 4Q11 - 2 units |  |  |  |  | 19
| Pastoria (GE) | 2Q12 - 2 units |  |  |  |  | 20
| Magic Valley (SW) | 2Q13 - 1 unit |  |  |  |  | 10
| Magic Valley (SW) | 2Q14 - 1 unit |  |  |  |  | 10
209
| SW total | 13 units
| GE total | 8 units
| Outstanding: | Committed but not yet complete
| SW total | 3 units
Note on E9: Lola: upgrade 6MV to base load only

## CPN Portfolio 6.01.2014 (hidden)
Table of Operating Power Plants and Projects Under Construction as of June 1, 2014
[7 empty] | Calpine Net | Calpine Net
|  |  |  | U.S. State or |  | Calpine | Interest | Interest With
|  |  | NERC | Canadian |  | Interest | Baseload | Peaking
| SEGMENT /Power Plant |  | Region | Province | Technology | Percentage | (MW) (1)(3) | (MW) (2)(3) |  |  | Count of Plants
| WEST | [7 empty] | Count
Geothermal
| McCabe #5 & #6 |  | WECC | CA | Renewable | 100% | 78 | 78 | 1 |  | 1
| Ridge Line #7 & #8 |  | WECC | CA | Renewable | 100% | 69 | 69 | 2 |  | 2
| Calistoga |  | WECC | CA | Renewable | 100% | 66 | 66 | 3 |  | 3
| Eagle Rock |  | WECC | CA | Renewable | 100% | 66 | 66 | 4 |  | 4
| Quicksilver |  | WECC | CA | Renewable | 100% | 53 | 53 | 5 |  | 5
| Cobb Creek |  | WECC | CA | Renewable | 100% | 52 | 52 | 6 |  | 6
| Lake View |  | WECC | CA | Renewable | 100% | 52 | 52 | 7 |  | 7
| Sulphur Springs |  | WECC | CA | Renewable | 100% | 51 | 51 | 8 |  | 8
| Socrates |  | WECC | CA | Renewable | 100% | 50 | 50 | 9 |  | 9
| Big Geysers |  | WECC | CA | Renewable | 100% | 48 | 48 | 10 |  | 10
| Grant |  | WECC | CA | Renewable | 100% | 43 | 43 | 11 |  | 11
| Sonoma |  | WECC | CA | Renewable | 100% | 42 | 42 | 12 |  | 12
| West Ford Flat |  | WECC | CA | Renewable | 100% | 24 | 24 | 13 |  | 13
| Aidlin |  | WECC | CA | Renewable | 100% | 17 | 17 | 14 |  | 14
| Bear Canyon(4) |  | WECC | CA | Renewable | 100% | 14 | 14 | 15 |  | 15
Natural Gas-Fired
| Delta Energy Center |  | WECC | CA | Combined Cycle | 100% | 835 | 857 | 16 |  | 16
| Pastoria Energy Center |  | WECC | CA | Combined Cycle | 100% | 770 | 749 | 17 |  | 17
| Hermiston Power Project |  | WECC | OR | Combined Cycle | 100% | 566 | 635 | #REF! |  | 18
| Otay Mesa Energy Center |  | WECC | CA | Combined Cycle | 100% | 513 | 608 | #REF! |  | 19
| Metcalf Energy Center |  | WECC | CA | Combined Cycle | 100% | 564 | 605 | #REF! |  | 20
| Sutter Energy Center |  | WECC | CA | Combined Cycle | 100% | 542 | 578 | #REF! |  | 21
| Los Medanos Energy Center |  | WECC | CA | Cogen | 100% | 518 | 572 | #REF! |  | 22
| South Point Energy Center |  | WECC | AZ | Combined Cycle | 100% | 520 | 530 | #REF! |  | 23
| Russell City Energy Center |  | WECC | CA | Combined Cycle | 75% | 429 | 464.25 |  |  | 24
| Los Esteros Critical Energy Facility |  | WECC | CA | Combined Cycle | 100% | 243 | 309 | 11 |  | 25
| Gilroy Energy Center |  | WECC | CA | Simple Cycle | 100% | 0 | 141 | #REF! |  | 26
| Gilroy Cogeneration Plant |  | WECC | CA | Cogen | 100% | 109 | 130 | #REF! |  | 27
| King City Cogeneration Plant |  | WECC | CA | Cogen | 100% | 120 | 120 | #REF! |  | 28
| Greenleaf 1 Power Plant |  | WECC | CA | Combined Cycle | 100% | 50 | 50 | #REF! |  | 29
| Greenleaf 2 Power Plant |  | WECC | CA | Cogen | 100% | 49 | 49 | #REF! |  | 30
| Wolfskill Energy Center |  | WECC | CA | Simple Cycle | 100% | 0 | 48 | #REF! |  | 31
| Yuba City Energy Center |  | WECC | CA | Simple Cycle | 100% | 0 | 47 | #REF! |  | 32
| Feather River Energy Center |  | WECC | CA | Simple Cycle | 100% | 0 | 47 | #REF! |  | 33
| Creed Energy Center |  | WECC | CA | Simple Cycle | 100% | 0 | 47 | #REF! |  | 34
| Lambie Energy Center |  | WECC | CA | Simple Cycle | 100% | 0 | 47 | #REF! |  | 35
| Goose Haven Energy Center |  | WECC | CA | Simple Cycle | 100% | 0 | 47 | #REF! |  | 36
| Riverview Energy Center |  | WECC | CA | Simple Cycle | 100% | 0 | 47 | #REF! |  | 37
| King City Peaking Energy Center |  | WECC | CA | Simple Cycle | 100% | 0 | 44 | #REF! |  | 38
| Agnews Power Plant |  | WECC | CA | Combined Cycle | 100% | 28 | 28 | #REF! |  | 39
| Subtotal | [5 empty] | 6581 | 7524.25 | #REF!
TEXAS
| Deer Park Energy Center |  | TRE | TX | Cogen | 100% | 843 | 1014 |  |  | 40
| Guadalupe Energy Center |  | TRE | TX | Combined Cycle | 100% | 1009 | 1000 |  |  | 41
| Baytown Energy Center |  | TRE | TX | Cogen | 100% | 782 | 842 | #REF! |  | 42
| Pasadena Power Plant(5) |  | TRE | TX | Cogen/Combined Cycle | 100% | 763 | 781 | #REF! |  | 43
| Bosque Energy Center |  | TRE | TX | Combined Cycle | 100% | 740 | 762 |  |  | 44
| Freestone Energy Center |  | TRE | TX | Combined Cycle | 75% | 779 | 746 | #REF! |  | 45
| Magic Valley Generating Station |  | TRE | TX | Combined Cycle | 100% | 672 | 702 | #REF! |  | 46
| Channel Energy Center |  | TRE | TX | Cogen | 100% | 463 | 608 | #REF! |  | 47
| Brazos Valley Power Plant |  | TRE | TX | Combined Cycle | 100% | 520 | 606 | #REF! |  | 48
| Corpus Christi Energy Center |  | TRE | TX | Cogen | 100% | 426 | 500 | #REF! |  | 49
| Texas City Power Plant |  | TRE | TX | Cogen | 100% | 400 | 453 | #REF! |  | 50
| Clear Lake Power Plant |  | TRE | TX | Cogen | 100% | 344 | 400 | #REF! |  | 51
| Hidalgo Energy Center |  | TRE | TX | Combined Cycle | 78.5% | 392 | 374 | #REF! |  | 52
| Freeport Energy Center(6) |  | TRE | TX | Cogen | 100% | 210 | 236 | #REF! |  | 53
| Subtotal | [5 empty] | 8343 | 9024 | #REF!
NORTH
| Bethlehem Energy Center |  | RFC | PA | Combined Cycle | 100% | 1037 | 1130 |  |  | 54
| Hay Road Energy Center |  | RFC | DE | Combined Cycle | 100% | 1030 | 1130 | #REF! |  | 55
| Edge Moor Energy Center |  | RFC | DE | Steam Cycle | 100% | 0 | 725 | #REF! |  | 56
| York Energy Center |  | RFC | PA | Combined Cycle | 100% | 518.5 | 565 | #REF! |  | 57
| Westbrook Energy Center |  | NPCC | ME | Combined Cycle | 100% | 552 | 552 |  |  | 58
| Greenfield Energy Centre(7) |  | NPCC | ON | Combined Cycle | 50% | 422 | 519 | #REF! |  | 59
| RockGen Energy Center |  | MRO | WI | Simple Cycle | 100% | 0 | 503 | #REF! |  | 60
| Zion Energy Center |  | RFC | IL | Simple Cycle | 100% | 0 | 503 | #REF! |  | 61
| Mankato Power Plant |  | MRO | MN | Combined Cycle | 100% | 280 | 375 | #REF! |  | 62
| Cumberland Energy Center |  | RFC | NJ | Simple Cycle | 100% | 0 | 191 | #REF! |  | 63
| Kennedy International Airport Power Plant |  | NPCC | NY | Cogen | 100% | 110 | 121 | #REF! |  | 64
| Sherman Avenue Energy Center |  | RFC | NJ | Simple Cycle | 100% | 0 | 92 | #REF! |  | 65
| Bethpage Energy Center 3 |  | NPCC | NY | Combined Cycle | 100% | 60 | 80 | #REF! |  | 66
| Middle Energy Center(8) |  | RFC | NJ | Simple Cycle | 100% | 0 | 77 | #REF! |  | 67
| Carll's Corner Energy Center |  | RFC | NJ | Simple Cycle | 100% | 0 | 73 | #REF! |  | 68
| Cedar Energy Center(8) |  | RFC | NJ | Simple Cycle | 100% | 0 | 68 | #REF! |  | 69
| Mickleton Energy Center |  | RFC | NJ | Simple Cycle | 100% | 0 | 67 | #REF! |  | 70
| Missouri Avenue Energy Center(8) |  | RFC | NJ | Simple Cycle | 100% | 0 | 60 | #REF! |  | 71
| Bethpage Power Plant |  | NPCC | NY | Combined Cycle | 100% | 55 | 56 | #REF! |  | 72
| Christiana Energy Center |  | RFC | DE | Simple Cycle | 100% | 0 | 53 | #REF! |  | 73
| Bethpage Peaker |  | NPCC | NY | Simple Cycle | 100% | 0 | 48 | #REF! |  | 74
| Stony Brook Power Plant |  | NPCC | NY | Cogen | 100% | 45 | 47 | #REF! |  | 75
| Tasley Energy Center |  | RFC | VA | Simple Cycle | 100% | 0 | 33 | #REF! |  | 76
| Whitby Cogeneration(9) |  | NPCC | ON | Cogen | 50% | 25 | 25 | #REF! |  | 77
| Delaware City Energy Center |  | RFC | DE | Simple Cycle | 100% | 0 | 23 | #REF! |  | 78
| West Energy Center |  | RFC | DE | Simple Cycle | 100% | 0 | 20 | #REF! |  | 79
| Bayview Energy Center |  | RFC | VA | Simple Cycle | 100% | 0 | 12 | #REF! |  | 80
| Crisfield Energy Center |  | RFC | MD | Simple Cycle | 100% | 0 | 10 | #REF! |  | 81
| Vineland Solar Energy Center |  | RFC | NJ | Renewable | 100% | 0 | 4 | #REF! |  | 82
| Subtotal | [5 empty] | 4134.5 | 7162 | #REF! | Total count of pwr plants
SOUTHEAST
| Oneta Energy Center |  | SPP | OK | Combined Cycle | 100% | 980 | 1134 |  |  | 83
| Morgan Energy Center |  | SERC | AL | Cogen | 100% | 720 | 807 | #REF! |  | 84
| Decatur Energy Center |  | SERC | AL | Combined Cycle | 100% | 782 | 795 | #REF! |  | 85
| Columbia Energy Center |  | SERC | SC | Cogen | 100% | 455 | 606 | #REF! |  | 86
| Osprey Energy Center |  | FRCC | FL | Combined Cycle | 100% | 537 | 599 | #REF! |  | 87
| Carville Energy Center |  | SERC | LA | Cogen | 100% | 449 | 501 | #REF! |  | 88
| Hog Bayou Energy Center |  | SERC | AL | Combined Cycle | 100% | 235 | 237 | #REF! |  | 89
| Santa Rosa Energy Center |  | SERC | FL | Combined Cycle | 100% | 235 | 225 | #REF! |  | 90
| Pine Bluff Energy Center |  | SERC | AR | Cogen | 100% | 184 | 215 | #REF! |  | 91
| Auburndale Peaking Energy Center |  | FRCC | FL | Simple Cycle | 100% | 0 | 117 | #REF! |  | 92 | Total number of plants
| Subtotal | [5 empty] | 4577 | 5236 | #REF!
| Total operating power plants | 92 |  |  |  |  | 23635.5 | 28946.25
Projects under construction
| Channel Energy Center Expansion |  | TRE | TX | Cogen | 100% | 260 | 200
| Deer Park Energy Center Expansion |  | TRE | TX | Cogen | 100% | 260 | 190
| Garrison Energy Center |  | RFC | DE | Combined Cycle | 100% | 273 | 309
| Total operating power plants and projects under construction | [5 empty] | 24428.5 | 29645.25 | #REF!
-1 | Natural gas-fired fleet capacities are generally derived on as-built as-designed outputs, including upgrades, based on site specific annual average temperatures and average process steam flows for cogeneration power plants, as applicable. Geothermal capacities are derived from historical generation output and steam reservoir modeling under average ambient conditions (temperatures and rainfall).
-2 | Natural gas-fired fleet peaking capacities are primarily derived on as-built as-designed peaking outputs based on site specific average summer temperatures and include power enhancement features such as heat recovery steam generator duct-firing, gas turbine power augmentation, and/or other power augmentation features. For certain power plants with definitive contracts, capacities at contract conditions have been included. Oil-fired capacities reflect capacity test results.
-3 | These outputs do not factor in the typical MW loss and recovery profiles over time, which natural-gas fired turbine power plants display associated with their planned major maintenance schedules.
-4 | Bear Canyon will be retired in December 2014; however, the steam used to run its turbine will be redirected to a different Geysers power plant resulting in no diminution of overall generating capacity at our Geysers fleet.
-5 | Pasadena is comprised of 260 MW of cogen technology and 521 MW of combined cycle (non-cogen) technology.
-6 | Freeport Energy Center is owned by Calpine; however, it is contracted and operated by The Dow Chemical Company.
-7 | Calpine holds a 50% partnership interest in Greenfield LP through its subsidiaries; however, it is operated by a third party.
-8 | We have provided notice to PJM that we plan to retire these units before commencement of the PJM Reliability Pricing Model 2015/2016 delivery year.
-9 | Calpine holds a 50% partnership interest in Whitby Cogeneration through its subsidiaries; however, it is operated by Atlantic Packaging Products Ltd.

## Recon 6.01.2014 (hidden)
Table of Operating Power Plants and Projects Under Advanced Development/Construction Recon
|  | West | Texas | North | Southeast |  | Total | Check | Notes
| Operating MW Capacities at 3.31.14: | 7524 | 9024 | 7320 | 5236 |  | 29104 | -0.25
0
| Retirement of Deepwater |  |  | -158 |  |  | -158
0
| Operating MW Capacities at 6.01.14: | 7524 | 9024 | 7162 | 5236 | 0 | 28946 | -0.25
Proj under construction:
| Channel Energy Center Expansion |  | 200 |  |  |  | 200
| Deer Park Energy Center Expansion |  | 190 |  |  |  | 190
| Garrison Energy Center |  |  | 309 |  |  | 309
| Total under construction | 0 | 390 | 309 | 0 |  | 699
| Grand Total Net Peak Interest | 7524 | 9414 | 7471 | 5236 |  | 29645 | -158.25
[7 empty] | ~MW Upgrade | 158 | 3/31/2014 -6/1/2014
| Pasadena (SW) | 2Q10 - 1 unit |  |  |  |  | 10
| Deer Park (SW) | 4Q09 - 1 unit, 2Q10 - 2 units, 2Q12 - 1 unit |  |  |  |  | 44
| Baytown (SW) | 1Q11 - 1 unit, 2Q11 - 2 units |  |  |  |  | 42
| Brazos Valley (GE) | 1Q11 - 2 units |  |  |  |  | 12
| Westbrook (GE) | 2Q11 - 1 unit, 2Q12 - 1 unit |  |  |  |  | 15
| Los Medanos (GE) | 2Q11 - 2 units |  |  |  |  | 12
| Delta (SW) | 2Q08 - 1 unit |  |  |  |  | 15
| Hermiston (SW) | 4Q11 - 2 units |  |  |  |  | 19
| Pastoria (GE) | 2Q12 - 2 units |  |  |  |  | 20
| Magic Valley (SW) | 2Q13 - 1 unit |  |  |  |  | 10
199
| SW total | 12 units
| GE total | 8 units
| Outstanding: | Committed but not yet complete
| SW total | 3 units
| SW total | 1 units | Magic Valley

## CPN Portfolio 3.31.2014 (hidden)
Table of Operating Power Plants and Projects Under Construction as of March 31, 2014
[7 empty] | Calpine Net | Calpine Net
|  |  |  | U.S. State or |  | Calpine | Interest | Interest With
|  |  | NERC | Canadian |  | Interest | Baseload | Peaking
| SEGMENT /Power Plant |  | Region | Province | Technology | Percentage | (MW) (1)(3) | (MW) (2)(3) |  |  | Count of Plants
| WEST | [7 empty] | Count
Geothermal
| McCabe #5 & #6 |  | WECC | CA | Renewable | 100% | 78 | 78 | 1 |  | 1
| Ridge Line #7 & #8 |  | WECC | CA | Renewable | 100% | 69 | 69 | 2 |  | 2
| Calistoga |  | WECC | CA | Renewable | 100% | 66 | 66 | 3 |  | 3
| Eagle Rock |  | WECC | CA | Renewable | 100% | 66 | 66 | 4 |  | 4
| Quicksilver |  | WECC | CA | Renewable | 100% | 53 | 53 | 5 |  | 5
| Cobb Creek |  | WECC | CA | Renewable | 100% | 52 | 52 | 6 |  | 6
| Lake View |  | WECC | CA | Renewable | 100% | 52 | 52 | 7 |  | 7
| Sulphur Springs |  | WECC | CA | Renewable | 100% | 51 | 51 | 8 |  | 8
| Socrates |  | WECC | CA | Renewable | 100% | 50 | 50 | 9 |  | 9
| Big Geysers |  | WECC | CA | Renewable | 100% | 48 | 48 | 10 |  | 10
| Grant |  | WECC | CA | Renewable | 100% | 43 | 43 | 11 |  | 11
| Sonoma |  | WECC | CA | Renewable | 100% | 42 | 42 | 12 |  | 12
| West Ford Flat |  | WECC | CA | Renewable | 100% | 24 | 24 | 13 |  | 13
| Aidlin |  | WECC | CA | Renewable | 100% | 17 | 17 | 14 |  | 14
| Bear Canyon(4) |  | WECC | CA | Renewable | 100% | 14 | 14 | 15 |  | 15
Natural Gas-Fired
| Delta Energy Center |  | WECC | CA | Combined Cycle | 100% | 835 | 857 | 16 |  | 16
| Pastoria Energy Center |  | WECC | CA | Combined Cycle | 100% | 770 | 749 | 17 |  | 17
| Hermiston Power Project |  | WECC | OR | Combined Cycle | 100% | 566 | 635 | #REF! |  | 18
| Otay Mesa Energy Center |  | WECC | CA | Combined Cycle | 100% | 513 | 608 | #REF! |  | 19
| Metcalf Energy Center |  | WECC | CA | Combined Cycle | 100% | 564 | 605 | #REF! |  | 20
| Sutter Energy Center |  | WECC | CA | Combined Cycle | 100% | 542 | 578 | #REF! |  | 21
| Los Medanos Energy Center |  | WECC | CA | Cogen | 100% | 518 | 572 | #REF! |  | 22
| South Point Energy Center |  | WECC | AZ | Combined Cycle | 100% | 520 | 530 | #REF! |  | 23
| Russell City Energy Center |  | WECC | CA | Combined Cycle | 75% | 429 | 464.25 |  |  | 24
| Los Esteros Critical Energy Facility |  | WECC | CA | Combined Cycle | 100% | 243 | 309 | 11 |  | 25
| Gilroy Energy Center |  | WECC | CA | Simple Cycle | 100% | 0 | 141 | #REF! |  | 26
| Gilroy Cogeneration Plant |  | WECC | CA | Cogen | 100% | 109 | 130 | #REF! |  | 27
| King City Cogeneration Plant |  | WECC | CA | Cogen | 100% | 120 | 120 | #REF! |  | 28
| Greenleaf 1 Power Plant |  | WECC | CA | Combined Cycle | 100% | 50 | 50 | #REF! |  | 29
| Greenleaf 2 Power Plant |  | WECC | CA | Cogen | 100% | 49 | 49 | #REF! |  | 30
| Wolfskill Energy Center |  | WECC | CA | Simple Cycle | 100% | 0 | 48 | #REF! |  | 31
| Yuba City Energy Center |  | WECC | CA | Simple Cycle | 100% | 0 | 47 | #REF! |  | 32
| Feather River Energy Center |  | WECC | CA | Simple Cycle | 100% | 0 | 47 | #REF! |  | 33
| Creed Energy Center |  | WECC | CA | Simple Cycle | 100% | 0 | 47 | #REF! |  | 34
| Lambie Energy Center |  | WECC | CA | Simple Cycle | 100% | 0 | 47 | #REF! |  | 35
| Goose Haven Energy Center |  | WECC | CA | Simple Cycle | 100% | 0 | 47 | #REF! |  | 36
| Riverview Energy Center |  | WECC | CA | Simple Cycle | 100% | 0 | 47 | #REF! |  | 37
| King City Peaking Energy Center |  | WECC | CA | Simple Cycle | 100% | 0 | 44 | #REF! |  | 38
| Agnews Power Plant |  | WECC | CA | Combined Cycle | 100% | 28 | 28 | #REF! |  | 39
| Subtotal | [5 empty] | 6581 | 7524.25 | #REF!
TEXAS
| Deer Park Energy Center |  | TRE | TX | Cogen | 100% | 843 | 1014 |  |  | 40
| Guadalupe Energy Center |  | TRE | TX | Combined Cycle | 100% | 1009 | 1000 |  |  | 41
| Baytown Energy Center |  | TRE | TX | Cogen | 100% | 782 | 842 | #REF! |  | 42
| Pasadena Power Plant(5) |  | TRE | TX | Cogen/Combined Cycle | 100% | 763 | 781 | #REF! |  | 43
| Bosque Energy Center |  | TRE | TX | Combined Cycle | 100% | 740 | 762 |  |  | 44
| Freestone Energy Center |  | TRE | TX | Combined Cycle | 75% | 779 | 746 | #REF! |  | 45
| Magic Valley Generating Station |  | TRE | TX | Combined Cycle | 100% | 672 | 702 | #REF! |  | 46
| Channel Energy Center |  | TRE | TX | Cogen | 100% | 463 | 608 | #REF! |  | 47
| Brazos Valley Power Plant |  | TRE | TX | Combined Cycle | 100% | 520 | 606 | #REF! |  | 48
| Corpus Christi Energy Center |  | TRE | TX | Cogen | 100% | 426 | 500 | #REF! |  | 49
| Texas City Power Plant |  | TRE | TX | Cogen | 100% | 400 | 453 | #REF! |  | 50
| Clear Lake Power Plant |  | TRE | TX | Cogen | 100% | 344 | 400 | #REF! |  | 51
| Hidalgo Energy Center |  | TRE | TX | Combined Cycle | 78.5% | 392 | 374 | #REF! |  | 52
| Freeport Energy Center(6) |  | TRE | TX | Cogen | 100% | 210 | 236 | #REF! |  | 53
| Subtotal | [5 empty] | 8343 | 9024 | #REF!
NORTH
| Bethlehem Energy Center |  | RFC | PA | Combined Cycle | 100% | 1037 | 1130 |  |  | 54
| Hay Road Energy Center |  | RFC | DE | Combined Cycle | 100% | 1030 | 1130 | #REF! |  | 55
| Edge Moor Energy Center |  | RFC | DE | Steam Cycle | 100% | 0 | 725 | #REF! |  | 56
| York Energy Center |  | RFC | PA | Combined Cycle | 100% | 518.5 | 565 | #REF! |  | 57
| Westbrook Energy Center |  | NPCC | ME | Combined Cycle | 100% | 552 | 552 |  |  | 58
| Greenfield Energy Centre(7) |  | NPCC | ON | Combined Cycle | 50% | 422 | 519 | #REF! |  | 59
| RockGen Energy Center |  | MRO | WI | Simple Cycle | 100% | 0 | 503 | #REF! |  | 60
| Zion Energy Center |  | RFC | IL | Simple Cycle | 100% | 0 | 503 | #REF! |  | 61
| Mankato Power Plant |  | MRO | MN | Combined Cycle | 100% | 280 | 375 | #REF! |  | 62
| Cumberland Energy Center |  | RFC | NJ | Simple Cycle | 100% | 0 | 191 | #REF! |  | 63
| Deepwater Energy Center(8) |  | RFC | NJ | Steam Cycle | 100% | 0 | 158 | #REF! |  | 64
| Kennedy International Airport Power Plant |  | NPCC | NY | Cogen | 100% | 110 | 121 | #REF! |  | 65
| Sherman Avenue Energy Center |  | RFC | NJ | Simple Cycle | 100% | 0 | 92 | #REF! |  | 66
| Bethpage Energy Center 3 |  | NPCC | NY | Combined Cycle | 100% | 60 | 80 | #REF! |  | 67
| Middle Energy Center(9) |  | RFC | NJ | Simple Cycle | 100% | 0 | 77 | #REF! |  | 68
| Carll's Corner Energy Center |  | RFC | NJ | Simple Cycle | 100% | 0 | 73 | #REF! |  | 69
| Cedar Energy Center(9) |  | RFC | NJ | Simple Cycle | 100% | 0 | 68 | #REF! |  | 70
| Mickleton Energy Center |  | RFC | NJ | Simple Cycle | 100% | 0 | 67 | #REF! |  | 71
| Missouri Avenue Energy Center(9) |  | RFC | NJ | Simple Cycle | 100% | 0 | 60 | #REF! |  | 72
| Bethpage Power Plant |  | NPCC | NY | Combined Cycle | 100% | 55 | 56 | #REF! |  | 73
| Christiana Energy Center |  | RFC | DE | Simple Cycle | 100% | 0 | 53 | #REF! |  | 74
| Bethpage Peaker |  | NPCC | NY | Simple Cycle | 100% | 0 | 48 | #REF! |  | 75
| Stony Brook Power Plant |  | NPCC | NY | Cogen | 100% | 45 | 47 | #REF! |  | 76
| Tasley Energy Center |  | RFC | VA | Simple Cycle | 100% | 0 | 33 | #REF! |  | 77
| Whitby Cogeneration(10) |  | NPCC | ON | Cogen | 50% | 25 | 25 | #REF! |  | 78
| Delaware City Energy Center |  | RFC | DE | Simple Cycle | 100% | 0 | 23 | #REF! |  | 79
| West Energy Center |  | RFC | DE | Simple Cycle | 100% | 0 | 20 | #REF! |  | 80
| Bayview Energy Center |  | RFC | VA | Simple Cycle | 100% | 0 | 12 | #REF! |  | 81
| Crisfield Energy Center |  | RFC | MD | Simple Cycle | 100% | 0 | 10 | #REF! |  | 82
| Vineland Solar Energy Center |  | RFC | NJ | Renewable | 100% | 0 | 4 | #REF! |  | 83
| Subtotal | [5 empty] | 4134.5 | 7320 | #REF! | Total count of pwr plants
SOUTHEAST
| Oneta Energy Center |  | SPP | OK | Combined Cycle | 100% | 980 | 1134 |  |  | 84
| Morgan Energy Center |  | SERC | AL | Cogen | 100% | 720 | 807 | #REF! |  | 85
| Decatur Energy Center |  | SERC | AL | Combined Cycle | 100% | 782 | 795 | #REF! |  | 86
| Columbia Energy Center |  | SERC | SC | Cogen | 100% | 455 | 606 | #REF! |  | 87
| Osprey Energy Center |  | FRCC | FL | Combined Cycle | 100% | 537 | 599 | #REF! |  | 88
| Carville Energy Center |  | SERC | LA | Cogen | 100% | 449 | 501 | #REF! |  | 89
| Hog Bayou Energy Center |  | SERC | AL | Combined Cycle | 100% | 235 | 237 | #REF! |  | 90
| Santa Rosa Energy Center |  | SERC | FL | Combined Cycle | 100% | 235 | 225 | #REF! |  | 91
| Pine Bluff Energy Center |  | SERC | AR | Cogen | 100% | 184 | 215 | #REF! |  | 92
| Auburndale Peaking Energy Center |  | FRCC | FL | Simple Cycle | 100% | 0 | 117 | #REF! |  | 93 | Total number of plants
| Subtotal | [5 empty] | 4577 | 5236 | #REF!
| Total operating power plants | 93 |  |  |  |  | 23635.5 | 29104.25
Projects under construction
| Channel Energy Center Expansion |  | TRE | TX | Cogen | 100% | 260 | 200
| Deer Park Energy Center Expansion |  | TRE | TX | Cogen | 100% | 260 | 190
| Garrison Energy Center |  | RFC | DE | Combined Cycle | 100% | 273 | 309
| Total operating power plants and projects under construction | [5 empty] | 24428.5 | 29803.25 | #REF!
-1 | Natural gas-fired fleet capacities are generally derived on as-built as-designed outputs, including upgrades, based on site specific annual average temperatures and average process steam flows for cogeneration power plants, as applicable. Geothermal capacities are derived from historical generation output and steam reservoir modeling under average ambient conditions (temperatures and rainfall).
-2 | Natural gas-fired fleet peaking capacities are primarily derived on as-built as-designed peaking outputs based on site specific average summer temperatures and include power enhancement features such as heat recovery steam generator duct-firing, gas turbine power augmentation, and/or other power augmentation features. For certain power plants with definitive contracts, capacities at contract conditions have been included. Oil-fired capacities reflect capacity test results.
-3 | These outputs do not factor in the typical MW loss and recovery profiles over time, which natural-gas fired turbine power plants display associated with their planned major maintenance schedules.
-4 | Bear Canyon will be retired in December 2014; however, the steam used to run its turbine will be redirected to a different Geysers power plant resulting in no diminution of overall generating capacity at our Geysers fleet.
-5 | Pasadena is comprised of 260 MW of cogen technology and 521 MW of combined cycle (non-cogen) technology.
-6 | Freeport Energy Center is owned by Calpine; however, it is contracted and operated by The Dow Chemical Company.
-7 | Calpine holds a 50% partnership interest in Greenfield LP through its subsidiaries; however, it is operated by a third party.
-8 | Deepwater Energy Center is currently scheduled to be retired on June 1, 2014.
-9 | We have provided notice to PJM that we plan to retire these units before commencement of the PJM Reliability Pricing Model 2015/2016 delivery year.
-10 | Calpine holds a 50% partnership interest in Whitby Cogeneration through its subsidiaries; however, it is operated by Atlantic Packaging Products Ltd.

## Recon 3.31.2014 (hidden)
Table of Operating Power Plants and Projects Under Advanced Development/Construction Recon
|  | West | Texas | North | Southeast |  | Total | Check | Notes
| Operating MW Capacities at 12.31.13: | 7524 | 8024 | 7320 | 5236 |  | 28104 | -0.25
0
| Guadalupe Acquistion 2.26.14 |  | 1000 |  |  |  | 1000
0
| Operating MW Capacities at 3.31.14: | 7524 | 9024 | 7320 | 5236 | 0 | 29104 | -0.25
Proj under construction:
| Channel Energy Center Expansion |  | 200 |  |  |  | 200
| Deer Park Energy Center Expansion |  | 190 |  |  |  | 190
| Garrison Energy Center |  |  | 309 |  |  | 309
| Total under construction | 0 | 390 | 309 | 0 |  | 699
| Grand Total Net Peak Interest | 7524 | 9414 | 7629 | 5236 |  | 29803 | -0.25
[7 empty] | ~MW Upgrade | -1000 | 12/31/2013-3/31/2014
| Pasadena (SW) | 2Q10 - 1 unit |  |  |  |  | 10
| Deer Park (SW) | 4Q09 - 1 unit, 2Q10 - 2 units, 2Q12 - 1 unit |  |  |  |  | 44
| Baytown (SW) | 1Q11 - 1 unit, 2Q11 - 2 units |  |  |  |  | 42
| Brazos Valley (GE) | 1Q11 - 2 units |  |  |  |  | 12
| Westbrook (GE) | 2Q11 - 1 unit, 2Q12 - 1 unit |  |  |  |  | 15
| Los Medanos (GE) | 2Q11 - 2 units |  |  |  |  | 12
| Delta (SW) | 2Q08 - 1 unit |  |  |  |  | 15
| Hermiston (SW) | 4Q11 - 2 units |  |  |  |  | 19
| Pastoria (GE) | 2Q12 - 2 units |  |  |  |  | 20
| Magic Valley (SW) | 2Q13 - 1 unit |  |  |  |  | 10
199
| SW total | 12 units
| GE total | 8 units
| Outstanding: | Committed but not yet complete
| SW total | 3 units
| SW total | 1 units | Magic Valley

## CPN Portfolio 12.31.2013 (hidden)
Table of Operating Power Plants and Projects Under Construction as of December 31, 2013
[7 empty] | Calpine Net | Calpine Net
|  |  |  | U.S. State or |  | Calpine | Interest | Interest With
|  |  | NERC | Canadian |  | Interest | Baseload | Peaking
| SEGMENT /Power Plant |  | Region | Province | Technology | Percentage | (MW) (1)(3) | (MW) (2)(3) |  |  | Count of Plants
| WEST | [7 empty] | Count
Geothermal
| McCabe #5 & #6 |  | WECC | CA | Renewable | 100% | 78 | 78 | 1 |  | 1
| Ridge Line #7 & #8 |  | WECC | CA | Renewable | 100% | 69 | 69 | 2 |  | 2
| Calistoga |  | WECC | CA | Renewable | 100% | 66 | 66 | 3 |  | 3
| Eagle Rock |  | WECC | CA | Renewable | 100% | 66 | 66 | 4 |  | 4
| Quicksilver |  | WECC | CA | Renewable | 100% | 53 | 53 | 5 |  | 5
| Cobb Creek |  | WECC | CA | Renewable | 100% | 52 | 52 | 6 |  | 6
| Lake View |  | WECC | CA | Renewable | 100% | 52 | 52 | 7 |  | 7
| Sulphur Springs |  | WECC | CA | Renewable | 100% | 51 | 51 | 8 |  | 8
| Socrates |  | WECC | CA | Renewable | 100% | 50 | 50 | 9 |  | 9
| Big Geysers |  | WECC | CA | Renewable | 100% | 48 | 48 | 10 |  | 10
| Grant |  | WECC | CA | Renewable | 100% | 43 | 43 | 11 |  | 11
| Sonoma |  | WECC | CA | Renewable | 100% | 42 | 42 | 12 |  | 12
| West Ford Flat |  | WECC | CA | Renewable | 100% | 24 | 24 | 13 |  | 13
| Aidlin |  | WECC | CA | Renewable | 100% | 17 | 17 | 14 |  | 14
| Bear Canyon(4) |  | WECC | CA | Renewable | 100% | 14 | 14 | 15 |  | 15
Natural Gas-Fired
| Delta Energy Center |  | WECC | CA | Combined Cycle | 100% | 835 | 857 | 16 |  | 16
| Pastoria Energy Center |  | WECC | CA | Combined Cycle | 100% | 770 | 749 | 17 |  | 17
| Hermiston Power Project |  | WECC | OR | Combined Cycle | 100% | 566 | 635 | #REF! |  | 18
| Otay Mesa Energy Center |  | WECC | CA | Combined Cycle | 100% | 513 | 608 | #REF! |  | 19
| Metcalf Energy Center |  | WECC | CA | Combined Cycle | 100% | 564 | 605 | #REF! |  | 20
| Sutter Energy Center |  | WECC | CA | Combined Cycle | 100% | 542 | 578 | #REF! |  | 21
| Los Medanos Energy Center |  | WECC | CA | Cogen | 100% | 518 | 572 | #REF! |  | 22
| South Point Energy Center |  | WECC | AZ | Combined Cycle | 100% | 520 | 530 | #REF! |  | 23
| Russell City Energy Center |  | WECC | CA | Combined Cycle | 75% | 429 | 464.25 |  |  | 24
| Los Esteros Critical Energy Facility |  | WECC | CA | Combined Cycle | 100% | 243 | 309 | 11 |  | 25
| Gilroy Energy Center |  | WECC | CA | Simple Cycle | 100% | 0 | 141 | #REF! |  | 26
| Gilroy Cogeneration Plant |  | WECC | CA | Cogen | 100% | 109 | 130 | #REF! |  | 27
| King City Cogeneration Plant |  | WECC | CA | Cogen | 100% | 120 | 120 | #REF! |  | 28
| Greenleaf 1 Power Plant |  | WECC | CA | Combined Cycle | 100% | 50 | 50 | #REF! |  | 29
| Greenleaf 2 Power Plant |  | WECC | CA | Cogen | 100% | 49 | 49 | #REF! |  | 30
| Wolfskill Energy Center |  | WECC | CA | Simple Cycle | 100% | 0 | 48 | #REF! |  | 31
| Yuba City Energy Center |  | WECC | CA | Simple Cycle | 100% | 0 | 47 | #REF! |  | 32
| Feather River Energy Center |  | WECC | CA | Simple Cycle | 100% | 0 | 47 | #REF! |  | 33
| Creed Energy Center |  | WECC | CA | Simple Cycle | 100% | 0 | 47 | #REF! |  | 34
| Lambie Energy Center |  | WECC | CA | Simple Cycle | 100% | 0 | 47 | #REF! |  | 35
| Goose Haven Energy Center |  | WECC | CA | Simple Cycle | 100% | 0 | 47 | #REF! |  | 36
| Riverview Energy Center |  | WECC | CA | Simple Cycle | 100% | 0 | 47 | #REF! |  | 37
| King City Peaking Energy Center |  | WECC | CA | Simple Cycle | 100% | 0 | 44 | #REF! |  | 38
| Agnews Power Plant |  | WECC | CA | Combined Cycle | 100% | 28 | 28 | #REF! |  | 39
| Subtotal | [5 empty] | 6581 | 7524.25 | #REF!
TEXAS
| Deer Park Energy Center |  | TRE | TX | Cogen | 100% | 843 | 1014 |  |  | 40
| Baytown Energy Center |  | TRE | TX | Cogen | 100% | 782 | 842 | #REF! |  | 41
| Pasadena Power Plant(5) |  | TRE | TX | Cogen/Combined Cycle | 100% | 763 | 781 | #REF! |  | 42
| Bosque Energy Center |  | TRE | TX | Combined Cycle | 100% | 740 | 762 |  |  | 43
| Freestone Energy Center |  | TRE | TX | Combined Cycle | 75% | 779 | 746 | #REF! |  | 44
| Magic Valley Generating Station |  | TRE | TX | Combined Cycle | 100% | 672 | 702 | #REF! |  | 45
| Channel Energy Center |  | TRE | TX | Cogen | 100% | 463 | 608 | #REF! |  | 46
| Brazos Valley Power Plant |  | TRE | TX | Combined Cycle | 100% | 520 | 606 | #REF! |  | 47
| Corpus Christi Energy Center |  | TRE | TX | Cogen | 100% | 426 | 500 | #REF! |  | 48
| Texas City Power Plant |  | TRE | TX | Cogen | 100% | 400 | 453 | #REF! |  | 49
| Clear Lake Power Plant |  | TRE | TX | Cogen | 100% | 344 | 400 | #REF! |  | 50
| Hidalgo Energy Center |  | TRE | TX | Combined Cycle | 78.5% | 392 | 374 | #REF! |  | 51
| Freeport Energy Center(6) |  | TRE | TX | Cogen | 100% | 210 | 236 | #REF! |  | 52
| Subtotal | [5 empty] | 7334 | 8024 | #REF!
NORTH
| Bethlehem Energy Center |  | RFC | PA | Combined Cycle | 100% | 1037 | 1130 |  |  | 53
| Hay Road Energy Center |  | RFC | DE | Combined Cycle | 100% | 1030 | 1130 | #REF! |  | 54
| Edge Moor Energy Center |  | RFC | DE | Steam Cycle | 100% | 0 | 725 | #REF! |  | 55
| York Energy Center |  | RFC | PA | Combined Cycle | 100% | 518.5 | 565 | #REF! |  | 56
| Westbrook Energy Center |  | NPCC | ME | Combined Cycle | 100% | 552 | 552 |  |  | 57
| Greenfield Energy Centre(7) |  | NPCC | ON | Combined Cycle | 50% | 422 | 519 | #REF! |  | 58
| RockGen Energy Center |  | MRO | WI | Simple Cycle | 100% | 0 | 503 | #REF! |  | 59
| Zion Energy Center |  | RFC | IL | Simple Cycle | 100% | 0 | 503 | #REF! |  | 60
| Mankato Power Plant |  | MRO | MN | Combined Cycle | 100% | 280 | 375 | #REF! |  | 61
| Cumberland Energy Center |  | RFC | NJ | Simple Cycle | 100% | 0 | 191 | #REF! |  | 62
| Deepwater Energy Center(8) |  | RFC | NJ | Steam Cycle | 100% | 0 | 158 | #REF! |  | 63
| Kennedy International Airport Power Plant |  | NPCC | NY | Cogen | 100% | 110 | 121 | #REF! |  | 64
| Sherman Avenue Energy Center |  | RFC | NJ | Simple Cycle | 100% | 0 | 92 | #REF! |  | 65
| Bethpage Energy Center 3 |  | NPCC | NY | Combined Cycle | 100% | 60 | 80 | #REF! |  | 66
| Middle Energy Center(9) |  | RFC | NJ | Simple Cycle | 100% | 0 | 77 | #REF! |  | 67
| Carll's Corner Energy Center |  | RFC | NJ | Simple Cycle | 100% | 0 | 73 | #REF! |  | 68
| Cedar Energy Center(9) |  | RFC | NJ | Simple Cycle | 100% | 0 | 68 | #REF! |  | 69
| Mickleton Energy Center |  | RFC | NJ | Simple Cycle | 100% | 0 | 67 | #REF! |  | 70
| Missouri Avenue Energy Center(9) |  | RFC | NJ | Simple Cycle | 100% | 0 | 60 | #REF! |  | 71
| Bethpage Power Plant |  | NPCC | NY | Combined Cycle | 100% | 55 | 56 | #REF! |  | 72
| Christiana Energy Center |  | RFC | DE | Simple Cycle | 100% | 0 | 53 | #REF! |  | 73
| Bethpage Peaker |  | NPCC | NY | Simple Cycle | 100% | 0 | 48 | #REF! |  | 74
| Stony Brook Power Plant |  | NPCC | NY | Cogen | 100% | 45 | 47 | #REF! |  | 75
| Tasley Energy Center |  | RFC | VA | Simple Cycle | 100% | 0 | 33 | #REF! |  | 76
| Whitby Cogeneration(10) |  | NPCC | ON | Cogen | 50% | 25 | 25 | #REF! |  | 77
| Delaware City Energy Center |  | RFC | DE | Simple Cycle | 100% | 0 | 23 | #REF! |  | 78
| West Energy Center |  | RFC | DE | Simple Cycle | 100% | 0 | 20 | #REF! |  | 79
| Bayview Energy Center |  | RFC | VA | Simple Cycle | 100% | 0 | 12 | #REF! |  | 80
| Crisfield Energy Center |  | RFC | MD | Simple Cycle | 100% | 0 | 10 | #REF! |  | 81
| Vineland Solar Energy Center |  | RFC | NJ | Renewable | 100% | 0 | 4 | #REF! |  | 82
| Subtotal | [5 empty] | 4134.5 | 7320 | #REF! | Total count of pwr plants
SOUTHEAST
| Oneta Energy Center |  | SPP | OK | Combined Cycle | 100% | 980 | 1134 |  |  | 83
| Morgan Energy Center |  | SERC | AL | Cogen | 100% | 720 | 807 | #REF! |  | 84
| Decatur Energy Center |  | SERC | AL | Combined Cycle | 100% | 782 | 795 | #REF! |  | 85
| Columbia Energy Center |  | SERC | SC | Cogen | 100% | 455 | 606 | #REF! |  | 86
| Osprey Energy Center |  | FRCC | FL | Combined Cycle | 100% | 537 | 599 | #REF! |  | 87
| Carville Energy Center |  | SERC | LA | Cogen | 100% | 449 | 501 | #REF! |  | 88
| Hog Bayou Energy Center |  | SERC | AL | Combined Cycle | 100% | 235 | 237 | #REF! |  | 89
| Santa Rosa Energy Center |  | SERC | FL | Combined Cycle | 100% | 235 | 225 | #REF! |  | 90
| Pine Bluff Energy Center |  | SERC | AR | Cogen | 100% | 184 | 215 | #REF! |  | 91
| Auburndale Peaking Energy Center |  | FRCC | FL | Simple Cycle | 100% | 0 | 117 | #REF! |  | 92 | Total number of plants
| Subtotal | [5 empty] | 4577 | 5236 | #REF!
| Total operating power plants | 92 |  |  |  |  | 22626.5 | 28104.25
Projects under construction
| Channel Energy Center Expansion |  | TRE | TX | Cogen | 100% | 260 | 200
| Deer Park Energy Center Expansion |  | TRE | TX | Cogen | 100% | 260 | 190
| Garrison Energy Center |  | RFC | DE | Combined Cycle | 100% | 273 | 309
| Total operating power plants and projects under construction | [5 empty] | 23419.5 | 28803.25 | #REF!
-1 | Natural gas-fired fleet capacities are generally derived on as-built as-designed outputs, including upgrades, based on site specific annual average temperatures and average process steam flows for cogeneration power plants, as applicable. Geothermal capacities are derived from historical generation output and steam reservoir modeling under average ambient conditions (temperatures and rainfall).
-2 | Natural gas-fired fleet peaking capacities are primarily derived on as-built as-designed peaking outputs based on site specific average summer temperatures and include power enhancement features such as heat recovery steam generator duct-firing, gas turbine power augmentation, and/or other power augmentation features. For certain power plants with definitive contracts, capacities at contract conditions have been included. Oil-fired capacities reflect capacity test results.
-3 | These outputs do not factor in the typical MW loss and recovery profiles over time, which natural-gas fired turbine power plants display associated with their planned major maintenance schedules.
-4 | Bear Canyon will be retired in December 2014; however, the steam used to run its turbine will be redirected to a different Geysers power plant resulting in no diminution of overall generating capacity at our Geysers fleet.
-5 | Pasadena is comprised of 260 MW of cogen technology and 521 MW of combined cycle (non-cogen) technology.
-6 | Freeport Energy Center is owned by Calpine; however, it is contracted and operated by The Dow Chemical Company.
-7 | Calpine holds a 50% partnership interest in Greenfield LP through its subsidiaries; however, it is operated by a third party.
-8 | Deepwater Energy Center is currently scheduled to be retired in May 2014.
-9 | We have provided notice to PJM that we plan to retire these units before commencement of the PJM Reliability Pricing Model 2015/2016 delivery year.
-10 | Calpine holds a 50% partnership interest in Whitby Cogeneration through its subsidiaries; however, it is operated by Atlantic Packaging Products Ltd.

## Recon 12.31.2013 (hidden)
Table of Operating Power Plants and Projects Under Advanced Development/Construction Recon
|  | West | Texas | North | Southeast |  | Total | Check | Notes
| Operating MW Capacities at 9.30.13: | 7524 | 8024 | 7320 | 5236 |  | 28104 | -0.25
0
0
0
| Operating MW Capacities at 12.31.13: | 7524 | 8024 | 7320 | 5236 | 0 | 28104 | -0.25
Proj under construction:
| Channel Energy Center Expansion |  | 200 |  |  |  | 200
| Deer Park Energy Center Expansion |  | 190 |  |  |  | 190
| Garrison Energy Center |  |  | 309 |  |  | 309
| Total under construction | 0 | 390 | 309 | 0 |  | 699
| Grand Total Net Peak Interest | 7524 | 8414 | 7629 | 5236 |  | 28803 | -0.25
[7 empty] | ~MW Upgrade | 0 | 9/30/12013-8/13/2013
| Pasadena (SW) | 2Q10 - 1 unit |  |  |  |  | 10
| Deer Park (SW) | 4Q09 - 1 unit, 2Q10 - 2 units, 2Q12 - 1 unit |  |  |  |  | 44
| Baytown (SW) | 1Q11 - 1 unit, 2Q11 - 2 units |  |  |  |  | 42
| Brazos Valley (GE) | 1Q11 - 2 units |  |  |  |  | 12
| Westbrook (GE) | 2Q11 - 1 unit, 2Q12 - 1 unit |  |  |  |  | 15
| Los Medanos (GE) | 2Q11 - 2 units |  |  |  |  | 12
| Delta (SW) | 2Q08 - 1 unit |  |  |  |  | 15
| Hermiston (SW) | 4Q11 - 2 units |  |  |  |  | 19
| Pastoria (GE) | 2Q12 - 2 units |  |  |  |  | 20
| Magic Valley (SW) | 2Q13 - 1 unit |  |  |  |  | 10
199
| SW total | 12 units
| GE total | 8 units
| Outstanding: | Committed but not yet complete
| SW total | 3 units
| SW total | 1 units | Magic Valley

## CPN Portfolio 9.30.2013 (hidden)
Table of Operating Power Plants and Projects Under Construction as of December 31, 2013
[7 empty] | Calpine Net | Calpine Net
|  |  |  | U.S. State or |  | Calpine | Interest | Interest With
|  |  | NERC | Canadian |  | Interest | Baseload | Peaking
| SEGMENT /Power Plant |  | Region | Province | Technology | Percentage | (MW) (1)(3) | (MW) (2)(3) |  |  | Count of Plants
| WEST | [7 empty] | Count
Geothermal
| McCabe #5 & #6 |  | WECC | CA | Renewable | 100% | 78 | 78 | 1 |  | 1
| Ridge Line #7 & #8 |  | WECC | CA | Renewable | 100% | 69 | 69 | 2 |  | 2
| Calistoga |  | WECC | CA | Renewable | 100% | 66 | 66 | 3 |  | 3
| Eagle Rock |  | WECC | CA | Renewable | 100% | 66 | 66 | 4 |  | 4
| Quicksilver |  | WECC | CA | Renewable | 100% | 53 | 53 | 5 |  | 5
| Cobb Creek |  | WECC | CA | Renewable | 100% | 52 | 52 | 6 |  | 6
| Lake View |  | WECC | CA | Renewable | 100% | 52 | 52 | 7 |  | 7
| Sulphur Springs |  | WECC | CA | Renewable | 100% | 51 | 51 | 8 |  | 8
| Socrates |  | WECC | CA | Renewable | 100% | 50 | 50 | 9 |  | 9
| Big Geysers |  | WECC | CA | Renewable | 100% | 48 | 48 | 10 |  | 10
| Grant |  | WECC | CA | Renewable | 100% | 43 | 43 | 11 |  | 11
| Sonoma |  | WECC | CA | Renewable | 100% | 42 | 42 | 12 |  | 12
| West Ford Flat |  | WECC | CA | Renewable | 100% | 24 | 24 | 13 |  | 13
| Aidlin |  | WECC | CA | Renewable | 100% | 17 | 17 | 14 |  | 14
| Bear Canyon |  | WECC | CA | Renewable | 100% | 14 | 14 | 15 |  | 15
Natural Gas-Fired
| Delta Energy Center |  | WECC | CA | Combined Cycle | 100% | 835 | 857 | 16 |  | 16
| Pastoria Energy Center |  | WECC | CA | Combined Cycle | 100% | 770 | 749 | 17 |  | 17
| Hermiston Power Project |  | WECC | OR | Combined Cycle | 100% | 566 | 635 | #REF! |  | 18
| Otay Mesa Energy Center |  | WECC | CA | Combined Cycle | 100% | 513 | 608 | #REF! |  | 19
| Metcalf Energy Center |  | WECC | CA | Combined Cycle | 100% | 564 | 605 | #REF! |  | 20
| Sutter Energy Center |  | WECC | CA | Combined Cycle | 100% | 542 | 578 | #REF! |  | 21
| Los Medanos Energy Center |  | WECC | CA | Cogen | 100% | 518 | 572 | #REF! |  | 22
| South Point Energy Center |  | WECC | AZ | Combined Cycle | 100% | 520 | 530 | #REF! |  | 23
| Russell City Energy Center |  | WECC | CA | Combined Cycle | 75% | 429 | 464.25 |  |  | 24
| Los Esteros Critical Energy Facility |  | WECC | CA | Combined Cycle | 100% | 243 | 309 | 11 |  | 25
| Gilroy Energy Center |  | WECC | CA | Simple Cycle | 100% | 0 | 141 | #REF! |  | 26
| Gilroy Cogeneration Plant |  | WECC | CA | Cogen | 100% | 109 | 130 | #REF! |  | 27
| King City Cogeneration Plant |  | WECC | CA | Cogen | 100% | 120 | 120 | #REF! |  | 28
| Greenleaf 1 Power Plant |  | WECC | CA | Combined Cycle | 100% | 50 | 50 | #REF! |  | 29
| Greenleaf 2 Power Plant |  | WECC | CA | Cogen | 100% | 49 | 49 | #REF! |  | 30
| Wolfskill Energy Center |  | WECC | CA | Simple Cycle | 100% | 0 | 48 | #REF! |  | 31
| Yuba City Energy Center |  | WECC | CA | Simple Cycle | 100% | 0 | 47 | #REF! |  | 32
| Feather River Energy Center |  | WECC | CA | Simple Cycle | 100% | 0 | 47 | #REF! |  | 33
| Creed Energy Center |  | WECC | CA | Simple Cycle | 100% | 0 | 47 | #REF! |  | 34
| Lambie Energy Center |  | WECC | CA | Simple Cycle | 100% | 0 | 47 | #REF! |  | 35
| Goose Haven Energy Center |  | WECC | CA | Simple Cycle | 100% | 0 | 47 | #REF! |  | 36
| Riverview Energy Center |  | WECC | CA | Simple Cycle | 100% | 0 | 47 | #REF! |  | 37
| King City Peaking Energy Center |  | WECC | CA | Simple Cycle | 100% | 0 | 44 | #REF! |  | 38
| Agnews Power Plant |  | WECC | CA | Combined Cycle | 100% | 28 | 28 | #REF! |  | 39
| Subtotal | [5 empty] | 6581 | 7524.25 | #REF!
TEXAS
| Deer Park Energy Center |  | TRE | TX | Cogen | 100% | 843 | 1014 |  |  | 40
| Baytown Energy Center |  | TRE | TX | Cogen | 100% | 782 | 842 | #REF! |  | 41
| Pasadena Power Plant(4) |  | TRE | TX | Cogen/Combined Cycle | 100% | 763 | 781 | #REF! |  | 42
| Bosque Energy Center |  | TRE | TX | Combined Cycle | 100% | 740 | 762 |  |  | 43
| Freestone Energy Center |  | TRE | TX | Combined Cycle | 75% | 779 | 746 | #REF! |  | 44
| Magic Valley Generating Station |  | TRE | TX | Combined Cycle | 100% | 672 | 702 | #REF! |  | 45
| Channel Energy Center |  | TRE | TX | Cogen | 100% | 463 | 608 | #REF! |  | 46
| Brazos Valley Power Plant |  | TRE | TX | Combined Cycle | 100% | 520 | 606 | #REF! |  | 47
| Corpus Christi Energy Center |  | TRE | TX | Cogen | 100% | 426 | 500 | #REF! |  | 48
| Texas City Power Plant |  | TRE | TX | Cogen | 100% | 400 | 453 | #REF! |  | 49
| Clear Lake Power Plant |  | TRE | TX | Cogen | 100% | 344 | 400 | #REF! |  | 50
| Hidalgo Energy Center |  | TRE | TX | Combined Cycle | 78.5% | 392 | 374 | #REF! |  | 51
| Freeport Energy Center(5) |  | TRE | TX | Cogen | 100% | 210 | 236 | #REF! |  | 52
| Subtotal | [5 empty] | 7334 | 8024 | #REF!
NORTH
| Bethlehem Energy Center |  | RFC | PA | Combined Cycle | 100% | 1037 | 1130 |  |  | 53
| Hay Road Energy Center |  | RFC | DE | Combined Cycle | 100% | 1030 | 1130 | #REF! |  | 54
| Edge Moor Energy Center |  | RFC | DE | Steam Cycle | 100% | 0 | 725 | #REF! |  | 55
| York Energy Center |  | RFC | PA | Combined Cycle | 100% | 518.5 | 565 | #REF! |  | 56
| Westbrook Energy Center |  | NPCC | ME | Combined Cycle | 100% | 552 | 552 |  |  | 57
| Greenfield Energy Centre(6) |  | NPCC | ON | Combined Cycle | 50% | 422 | 519 | #REF! |  | 58
| RockGen Energy Center |  | MRO | WI | Simple Cycle | 100% | 0 | 503 | #REF! |  | 59
| Zion Energy Center |  | RFC | IL | Simple Cycle | 100% | 0 | 503 | #REF! |  | 60
| Mankato Power Plant |  | MRO | MN | Combined Cycle | 100% | 280 | 375 | #REF! |  | 61
| Cumberland Energy Center |  | RFC | NJ | Simple Cycle | 100% | 0 | 191 | #REF! |  | 62
| Deepwater Energy Center(7) |  | RFC | NJ | Steam Cycle | 100% | 0 | 158 | #REF! |  | 63
| Kennedy International Airport Power Plant |  | NPCC | NY | Cogen | 100% | 110 | 121 | #REF! |  | 64
| Sherman Avenue Energy Center |  | RFC | NJ | Simple Cycle | 100% | 0 | 92 | #REF! |  | 65
| Bethpage Energy Center 3 |  | NPCC | NY | Combined Cycle | 100% | 60 | 80 | #REF! |  | 66
| Middle Energy Center(7) |  | RFC | NJ | Simple Cycle | 100% | 0 | 77 | #REF! |  | 67
| Carll's Corner Energy Center |  | RFC | NJ | Simple Cycle | 100% | 0 | 73 | #REF! |  | 68
| Cedar Energy Center(7) |  | RFC | NJ | Simple Cycle | 100% | 0 | 68 | #REF! |  | 69
| Mickleton Energy Center |  | RFC | NJ | Simple Cycle | 100% | 0 | 67 | #REF! |  | 70
| Missouri Avenue Energy Center(7) |  | RFC | NJ | Simple Cycle | 100% | 0 | 60 | #REF! |  | 71
| Bethpage Power Plant |  | NPCC | NY | Combined Cycle | 100% | 55 | 56 | #REF! |  | 72
| Christiana Energy Center |  | RFC | DE | Simple Cycle | 100% | 0 | 53 | #REF! |  | 73
| Bethpage Peaker |  | NPCC | NY | Simple Cycle | 100% | 0 | 48 | #REF! |  | 74
| Stony Brook Power Plant |  | NPCC | NY | Cogen | 100% | 45 | 47 | #REF! |  | 75
| Tasley Energy Center |  | RFC | VA | Simple Cycle | 100% | 0 | 33 | #REF! |  | 76
| Whitby Cogeneration(8) |  | NPCC | ON | Cogen | 50% | 25 | 25 | #REF! |  | 77
| Delaware City Energy Center |  | RFC | DE | Simple Cycle | 100% | 0 | 23 | #REF! |  | 78
| West Energy Center |  | RFC | DE | Simple Cycle | 100% | 0 | 20 | #REF! |  | 79
| Bayview Energy Center |  | RFC | VA | Simple Cycle | 100% | 0 | 12 | #REF! |  | 80
| Crisfield Energy Center |  | RFC | MD | Simple Cycle | 100% | 0 | 10 | #REF! |  | 81
| Vineland Solar Energy Center |  | RFC | NJ | Renewable | 100% | 0 | 4 | #REF! |  | 82
| Subtotal | [5 empty] | 4134.5 | 7320 | #REF! | Total count of pwr plants
SOUTHEAST
| Oneta Energy Center |  | SPP | OK | Combined Cycle | 100% | 980 | 1134 |  |  | 83
| Morgan Energy Center |  | SERC | AL | Cogen | 100% | 720 | 807 | #REF! |  | 84
| Decatur Energy Center |  | SERC | AL | Combined Cycle | 100% | 782 | 795 | #REF! |  | 85
| Columbia Energy Center |  | SERC | SC | Cogen | 100% | 455 | 606 | #REF! |  | 86
| Osprey Energy Center |  | FRCC | FL | Combined Cycle | 100% | 537 | 599 | #REF! |  | 87
| Carville Energy Center |  | SERC | LA | Cogen | 100% | 449 | 501 | #REF! |  | 88
| Hog Bayou Energy Center |  | SERC | AL | Combined Cycle | 100% | 235 | 237 | #REF! |  | 89
| Santa Rosa Energy Center |  | SERC | FL | Combined Cycle | 100% | 235 | 225 | #REF! |  | 90
| Pine Bluff Energy Center |  | SERC | AR | Cogen | 100% | 184 | 215 | #REF! |  | 91
| Auburndale Peaking Energy Center |  | FRCC | FL | Simple Cycle | 100% | 0 | 117 | #REF! |  | 92 | Total number of plants
| Subtotal | [5 empty] | 4577 | 5236 | #REF!
| Total operating power plants | 92 |  |  |  |  | 22626.5 | 28104.25
Projects under construction
| Channel Energy Center Expansion |  | TRE | TX | Cogen | 100% | 260 | 200
| Deer Park Energy Center Expansion |  | TRE | TX | Cogen | 100% | 260 | 190
| Garrison Energy Center |  | RFC | DE | Combined Cycle | 100% | 273 | 309
| Total operating power plants and projects under construction | [5 empty] | 23419.5 | 28803.25 | #REF!
-1 | Natural gas-fired fleet capacities are generally derived on as-built as-designed outputs, including upgrades, based on site specific annual average temperatures and average process steam flows for cogeneration power plants, as applicable. Geothermal capacities are derived from historical generation output and steam reservoir modeling under average ambient conditions (temperatures and rainfall).
-2 | Natural gas-fired fleet peaking capacities are primarily derived on as-built as-designed peaking outputs based on site specific average summer temperatures and include power enhancement features such as heat recovery steam generator duct-firing, gas turbine power augmentation, and/or other power augmentation features. For certain power plants with definitive contracts, capacities at contract conditions have been included. Oil-fired capacities reflect capacity test results.
-3 | These outputs do not factor in the typical MW loss and recovery profiles over time, which natural-gas fired turbine power plants display associated with their planned major maintenance schedules.
-4 | Pasadena is comprised of 260MW of cogen technology and 521 MW of combined cycle (non-cogen) technology.
-5 | Freeport Energy Center is owned by Calpine; however, it is contracted and operated by The Dow Chemical Company.
-6 | Calpine holds a 50% partnership interest in Greenfield LP through its subsidiaries; however, it is operated by a third party.
-7 | We have provided notice to PJM that we plan to retire these units before commencement of the PJM Reliability Pricing Model 2015/2016 delivery year.
-8 | Calpine holds a 50% partnership interest in Whitby Cogeneration through its subsidiaries; however, it is operated by Atlantic Packaging Products Ltd.

## Recon 9.30.2013 (hidden)
Table of Operating Power Plants and Projects Under Advanced Development/Construction Recon
|  | West | Texas | North | Southeast |  | Total | Check | Notes
| Operating MW Capacities at 8.13.13: | 7524 | 8024 | 7320 | 5236 |  | 28104 | -0.25
0
0
0
| Operating MW Capacities at 9.30.13: | 7524 | 8024 | 7320 | 5236 | 0 | 28104 | -0.25
Proj under construction:
| Channel Energy Center Expansion |  | 200 |  |  |  | 200
| Deer Park Energy Center Expansion |  | 190 |  |  |  | 190
| Garrison Energy Center |  |  | 309 |  |  | 309
| Total under construction | 0 | 390 | 309 | 0 |  | 699
| Grand Total Net Peak Interest | 7524 | 8414 | 7629 | 5236 |  | 28803 | -0.25
[7 empty] | ~MW Upgrade | 0 | 9/30/12013-8/13/2013
| Pasadena (SW) | 2Q10 - 1 unit |  |  |  |  | 10
| Deer Park (SW) | 4Q09 - 1 unit, 2Q10 - 2 units, 2Q12 - 1 unit |  |  |  |  | 44
| Baytown (SW) | 1Q11 - 1 unit, 2Q11 - 2 units |  |  |  |  | 42
| Brazos Valley (GE) | 1Q11 - 2 units |  |  |  |  | 12
| Westbrook (GE) | 2Q11 - 1 unit, 2Q12 - 1 unit |  |  |  |  | 15
| Los Medanos (GE) | 2Q11 - 2 units |  |  |  |  | 12
| Delta (SW) | 2Q08 - 1 unit |  |  |  |  | 15
| Hermiston (SW) | 4Q11 - 2 units |  |  |  |  | 19
| Pastoria (GE) | 2Q12 - 2 units |  |  |  |  | 20
| Magic Valley (SW) | 2Q13 - 1 unit |  |  |  |  | 10
199
| SW total | 12 units
| GE total | 8 units
| Outstanding: | Committed but not yet complete
| SW total | 3 units
| SW total | 1 units | Magic Valley

## CPN Portfolio 8.13.2013 (hidden)
Table of Operating Power Plants and Projects Under Construction as of August 13, 2013
[7 empty] | Calpine Net | Calpine Net
|  |  |  | U.S. State or |  | Calpine | Interest | Interest With
|  |  | NERC | Canadian |  | Interest | Baseload | Peaking
| SEGMENT /Power Plant |  | Region | Province | Technology | Percentage | (MW) (1)(3) | (MW) (2)(3) |  |  | Count of Plants
| WEST | [7 empty] | Count
Geothermal
| McCabe #5 & #6 |  | WECC | CA | Renewable | 100% | 78 | 78 | 1 |  | 1
| Ridge Line #7 & #8 |  | WECC | CA | Renewable | 100% | 69 | 69 | 2 |  | 2
| Calistoga |  | WECC | CA | Renewable | 100% | 66 | 66 | 3 |  | 3
| Eagle Rock |  | WECC | CA | Renewable | 100% | 66 | 66 | 4 |  | 4
| Quicksilver |  | WECC | CA | Renewable | 100% | 53 | 53 | 5 |  | 5
| Cobb Creek |  | WECC | CA | Renewable | 100% | 52 | 52 | 6 |  | 6
| Lake View |  | WECC | CA | Renewable | 100% | 52 | 52 | 7 |  | 7
| Sulphur Springs |  | WECC | CA | Renewable | 100% | 51 | 51 | 8 |  | 8
| Socrates |  | WECC | CA | Renewable | 100% | 50 | 50 | 9 |  | 9
| Big Geysers |  | WECC | CA | Renewable | 100% | 48 | 48 | 10 |  | 10
| Grant |  | WECC | CA | Renewable | 100% | 43 | 43 | 11 |  | 11
| Sonoma |  | WECC | CA | Renewable | 100% | 42 | 42 | 12 |  | 12
| West Ford Flat |  | WECC | CA | Renewable | 100% | 24 | 24 | 13 |  | 13
| Aidlin |  | WECC | CA | Renewable | 100% | 17 | 17 | 14 |  | 14
| Bear Canyon |  | WECC | CA | Renewable | 100% | 14 | 14 | 15 |  | 15
Natural Gas-Fired
| Delta Energy Center |  | WECC | CA | Combined Cycle | 100% | 835 | 857 | 16 |  | 16
| Pastoria Energy Center |  | WECC | CA | Combined Cycle | 100% | 770 | 749 | 17 |  | 17
| Hermiston Power Project |  | WECC | OR | Combined Cycle | 100% | 566 | 635 | #REF! |  | 18
| Otay Mesa Energy Center |  | WECC | CA | Combined Cycle | 100% | 513 | 608 | #REF! |  | 19
| Metcalf Energy Center |  | WECC | CA | Combined Cycle | 100% | 564 | 605 | #REF! |  | 20
| Sutter Energy Center |  | WECC | CA | Combined Cycle | 100% | 542 | 578 | #REF! |  | 21
| Los Medanos Energy Center |  | WECC | CA | Cogen | 100% | 518 | 572 | #REF! |  | 22
| South Point Energy Center |  | WECC | AZ | Combined Cycle | 100% | 520 | 530 | #REF! |  | 23
| Russell City Energy Center |  | WECC | CA | Combined Cycle | 75% | 429 | 464.25 |  |  | 24
| Los Esteros Critical Energy Facility |  | WECC | CA | Combined Cycle | 100% | 243 | 309 | 11 |  | 25
| Gilroy Energy Center |  | WECC | CA | Simple Cycle | 100% | 0 | 141 | #REF! |  | 26
| Gilroy Cogeneration Plant |  | WECC | CA | Cogen | 100% | 109 | 130 | #REF! |  | 27
| King City Cogeneration Plant |  | WECC | CA | Cogen | 100% | 120 | 120 | #REF! |  | 28
| Greenleaf 1 Power Plant |  | WECC | CA | Combined Cycle | 100% | 50 | 50 | #REF! |  | 29
| Greenleaf 2 Power Plant |  | WECC | CA | Cogen | 100% | 49 | 49 | #REF! |  | 30
| Wolfskill Energy Center |  | WECC | CA | Simple Cycle | 100% | 0 | 48 | #REF! |  | 31
| Yuba City Energy Center |  | WECC | CA | Simple Cycle | 100% | 0 | 47 | #REF! |  | 32
| Feather River Energy Center |  | WECC | CA | Simple Cycle | 100% | 0 | 47 | #REF! |  | 33
| Creed Energy Center |  | WECC | CA | Simple Cycle | 100% | 0 | 47 | #REF! |  | 34
| Lambie Energy Center |  | WECC | CA | Simple Cycle | 100% | 0 | 47 | #REF! |  | 35
| Goose Haven Energy Center |  | WECC | CA | Simple Cycle | 100% | 0 | 47 | #REF! |  | 36
| Riverview Energy Center |  | WECC | CA | Simple Cycle | 100% | 0 | 47 | #REF! |  | 37
| King City Peaking Energy Center |  | WECC | CA | Simple Cycle | 100% | 0 | 44 | #REF! |  | 38
| Agnews Power Plant |  | WECC | CA | Combined Cycle | 100% | 28 | 28 | #REF! |  | 39
| Subtotal | [5 empty] | 6581 | 7524.25 | #REF!
TEXAS
| Deer Park Energy Center |  | TRE | TX | Cogen | 100% | 843 | 1014 |  |  | 40
| Baytown Energy Center |  | TRE | TX | Cogen | 100% | 782 | 842 | #REF! |  | 41
| Pasadena Power Plant(4) |  | TRE | TX | Cogen/Combined Cycle | 100% | 763 | 781 | #REF! |  | 42
| Bosque Energy Center |  | TRE | TX | Combined Cycle | 100% | 740 | 762 |  |  | 43
| Freestone Energy Center |  | TRE | TX | Combined Cycle | 75% | 779 | 746 | #REF! |  | 44
| Magic Valley Generating Station |  | TRE | TX | Combined Cycle | 100% | 672 | 702 | #REF! |  | 45
| Channel Energy Center |  | TRE | TX | Cogen | 100% | 463 | 608 | #REF! |  | 46
| Brazos Valley Power Plant |  | TRE | TX | Combined Cycle | 100% | 520 | 606 | #REF! |  | 47
| Corpus Christi Energy Center |  | TRE | TX | Cogen | 100% | 426 | 500 | #REF! |  | 48
| Texas City Power Plant |  | TRE | TX | Cogen | 100% | 400 | 453 | #REF! |  | 49
| Clear Lake Power Plant |  | TRE | TX | Cogen | 100% | 344 | 400 | #REF! |  | 50
| Hidalgo Energy Center |  | TRE | TX | Combined Cycle | 78.5% | 392 | 374 | #REF! |  | 51
| Freeport Energy Center(5) |  | TRE | TX | Cogen | 100% | 210 | 236 | #REF! |  | 52
| Subtotal | [5 empty] | 7334 | 8024 | #REF!
NORTH
| Bethlehem Energy Center |  | RFC | PA | Combined Cycle | 100% | 1037 | 1130 |  |  | 53
| Hay Road Energy Center |  | RFC | DE | Combined Cycle | 100% | 1030 | 1130 | #REF! |  | 54
| Edge Moor Energy Center |  | RFC | DE | Steam Cycle | 100% | 0 | 725 | #REF! |  | 55
| York Energy Center |  | RFC | PA | Combined Cycle | 100% | 518.5 | 565 | #REF! |  | 56
| Westbrook Energy Center |  | NPCC | ME | Combined Cycle | 100% | 552 | 552 |  |  | 57
| Greenfield Energy Centre(6) |  | NPCC | ON | Combined Cycle | 50% | 422 | 519 | #REF! |  | 58
| RockGen Energy Center |  | MRO | WI | Simple Cycle | 100% | 0 | 503 | #REF! |  | 59
| Zion Energy Center |  | RFC | IL | Simple Cycle | 100% | 0 | 503 | #REF! |  | 60
| Mankato Power Plant |  | MRO | MN | Combined Cycle | 100% | 280 | 375 | #REF! |  | 61
| Cumberland Energy Center |  | RFC | NJ | Simple Cycle | 100% | 0 | 191 | #REF! |  | 62
| Deepwater Energy Center(7) |  | RFC | NJ | Steam Cycle | 100% | 0 | 158 | #REF! |  | 63
| Kennedy International Airport Power Plant |  | NPCC | NY | Cogen | 100% | 110 | 121 | #REF! |  | 64
| Sherman Avenue Energy Center |  | RFC | NJ | Simple Cycle | 100% | 0 | 92 | #REF! |  | 65
| Bethpage Energy Center 3 |  | NPCC | NY | Combined Cycle | 100% | 60 | 80 | #REF! |  | 66
| Middle Energy Center(7) |  | RFC | NJ | Simple Cycle | 100% | 0 | 77 | #REF! |  | 67
| Carll's Corner Energy Center |  | RFC | NJ | Simple Cycle | 100% | 0 | 73 | #REF! |  | 68
| Cedar Energy Center(7) |  | RFC | NJ | Simple Cycle | 100% | 0 | 68 | #REF! |  | 69
| Mickleton Energy Center |  | RFC | NJ | Simple Cycle | 100% | 0 | 67 | #REF! |  | 70
| Missouri Avenue Energy Center(7) |  | RFC | NJ | Simple Cycle | 100% | 0 | 60 | #REF! |  | 71
| Bethpage Power Plant |  | NPCC | NY | Combined Cycle | 100% | 55 | 56 | #REF! |  | 72
| Christiana Energy Center |  | RFC | DE | Simple Cycle | 100% | 0 | 53 | #REF! |  | 73
| Bethpage Peaker |  | NPCC | NY | Simple Cycle | 100% | 0 | 48 | #REF! |  | 74
| Stony Brook Power Plant |  | NPCC | NY | Cogen | 100% | 45 | 47 | #REF! |  | 75
| Tasley Energy Center |  | RFC | VA | Simple Cycle | 100% | 0 | 33 | #REF! |  | 76
| Whitby Cogeneration(8) |  | NPCC | ON | Cogen | 50% | 25 | 25 | #REF! |  | 77
| Delaware City Energy Center |  | RFC | DE | Simple Cycle | 100% | 0 | 23 | #REF! |  | 78
| West Energy Center |  | RFC | DE | Simple Cycle | 100% | 0 | 20 | #REF! |  | 79
| Bayview Energy Center |  | RFC | VA | Simple Cycle | 100% | 0 | 12 | #REF! |  | 80
| Crisfield Energy Center |  | RFC | MD | Simple Cycle | 100% | 0 | 10 | #REF! |  | 81
| Vineland Solar Energy Center |  | RFC | NJ | Renewable | 100% | 0 | 4 | #REF! |  | 82
| Subtotal | [5 empty] | 4134.5 | 7320 | #REF! | Total count of pwr plants
SOUTHEAST
| Oneta Energy Center |  | SPP | OK | Combined Cycle | 100% | 980 | 1134 |  |  | 83
| Morgan Energy Center |  | SERC | AL | Cogen | 100% | 720 | 807 | #REF! |  | 84
| Decatur Energy Center |  | SERC | AL | Combined Cycle | 100% | 782 | 795 | #REF! |  | 85
| Columbia Energy Center |  | SERC | SC | Cogen | 100% | 455 | 606 | #REF! |  | 86
| Osprey Energy Center |  | FRCC | FL | Combined Cycle | 100% | 537 | 599 | #REF! |  | 87
| Carville Energy Center |  | SERC | LA | Cogen | 100% | 449 | 501 | #REF! |  | 88
| Hog Bayou Energy Center |  | SERC | AL | Combined Cycle | 100% | 235 | 237 | #REF! |  | 89
| Santa Rosa Energy Center |  | SERC | FL | Combined Cycle | 100% | 235 | 225 | #REF! |  | 90
| Pine Bluff Energy Center |  | SERC | AR | Cogen | 100% | 184 | 215 | #REF! |  | 91
| Auburndale Peaking Energy Center |  | FRCC | FL | Simple Cycle | 100% | 0 | 117 | #REF! |  | 92 | Total number of plants
| Subtotal | [5 empty] | 4577 | 5236 | #REF!
| Total operating power plants | 92 |  |  |  |  | 22626.5 | 28104.25
Projects under construction
| Channel Energy Center Expansion |  | TRE | TX | Cogen | 100% | 260 | 200
| Deer Park Energy Center Expansion |  | TRE | TX | Cogen | 100% | 260 | 190
| Garrison Energy Center |  | RFC | DE | Combined Cycle | 100% | 273 | 309
| Total operating power plants and projects under construction | [5 empty] | 23419.5 | 28803.25 | #REF!
-1 | Natural gas-fired fleet capacities are generally derived on as-built as-designed outputs, including upgrades, based on site specific annual average temperatures and average process steam flows for cogeneration power plants, as applicable. Geothermal capacities are derived from historical generation output and steam reservoir modeling under average ambient conditions (temperatures and rainfall).
-2 | Natural gas-fired fleet peaking capacities are primarily derived on as-built as-designed peaking outputs based on site specific average summer temperatures and include power enhancement features such as heat recovery steam generator duct-firing, gas turbine power augmentation, and/or other power augmentation features. For certain power plants with definitive contracts, capacities at contract conditions have been included. Oil-fired capacities reflect capacity test results.
-3 | These outputs do not factor in the typical MW loss and recovery profiles over time, which natural-gas fired turbine power plants display associated with their planned major maintenance schedules.
-4 | Pasadena is comprised of 260MW of cogen technology and 521 MW of combined cycle (non-cogen) technology.
-5 | Freeport Energy Center is owned by Calpine; however, it is contracted and operated by The Dow Chemical Company.
-6 | Calpine holds a 50% partnership interest in Greenfield LP through its subsidiaries; however, it is operated by a third party.
-7 | We have provided notice to PJM that we plan to retire these units before commencement of the PJM Reliability Pricing Model 2015/2016 delivery year.
-8 | Calpine holds a 50% partnership interest in Whitby Cogeneration through its subsidiaries; however, it is operated by Atlantic Packaging Products Ltd.

## Recon 8.13.2013 (hidden)
Table of Operating Power Plants and Projects Under Advanced Development/Construction Recon
|  | West | Texas | North | Southeast |  | Total | Check | Notes
| Operating MW Capacities at 6.30.13: | 6751 | 8024 | 7320 | 5236 |  | 27331 | 0
| Russell City Energy Center | 464 |  |  |  |  | 464
| Upgrade - Los Esteros | 309 |  |  |  |  | 309
0
| Operating MW Capacities at 8.13.13: | 7524 | 8024 | 7320 | 5236 | 0 | 28104 | -0.25
Proj under construction:
| Channel Energy Center Expansion |  | 200 |  |  |  | 200
| Deer Park Energy Center Expansion |  | 190 |  |  |  | 190
| Garrison Energy Center |  |  | 309 |  |  | 309
| Total under construction | 0 | 390 | 309 | 0 |  | 699
| Grand Total Net Peak Interest | 7524 | 8414 | 7629 | 5236 |  | 28803 | -0.25
[7 empty] | ~MW Upgrade | 0 | 8/13/12013-6/30/2013
| Pasadena (SW) | 2Q10 - 1 unit |  |  |  |  | 10
| Deer Park (SW) | 4Q09 - 1 unit, 2Q10 - 2 units, 2Q12 - 1 unit |  |  |  |  | 44
| Baytown (SW) | 1Q11 - 1 unit, 2Q11 - 2 units |  |  |  |  | 42
| Brazos Valley (GE) | 1Q11 - 2 units |  |  |  |  | 12
| Westbrook (GE) | 2Q11 - 1 unit, 2Q12 - 1 unit |  |  |  |  | 15
| Los Medanos (GE) | 2Q11 - 2 units |  |  |  |  | 12
| Delta (SW) | 2Q08 - 1 unit |  |  |  |  | 15
| Hermiston (SW) | 4Q11 - 2 units |  |  |  |  | 19
| Pastoria (GE) | 2Q12 - 2 units |  |  |  |  | 20
| Magic Valley (SW) | 2Q13 - 1 unit |  |  |  |  | 10
199
| SW total | 12 units
| GE total | 8 units
| Outstanding: | Committed but not yet complete
| SW total | 3 units
| SW total | 1 units | Magic Valley

## CPN Portfolio 6.30.2013 (hidden)
Table of Operating Power Plants and Projects Under Construction as of June 30, 2013
[7 empty] | Calpine Net | Calpine Net
|  |  |  | U.S. State or |  | Calpine | Interest | Interest With
|  |  | NERC | Canadian |  | Interest | Baseload | Peaking
| SEGMENT /Power Plant |  | Region | Province | Technology | Percentage | (MW) (1)(3) | (MW) (2)(3) |  |  | Count of Plants
| WEST | [7 empty] | Count
Geothermal
| McCabe #5 & #6 |  | WECC | CA | Renewable | 100% | 78 | 78 | 1 |  | 1
| Ridge Line #7 & #8 |  | WECC | CA | Renewable | 100% | 69 | 69 | 2 |  | 2
| Calistoga |  | WECC | CA | Renewable | 100% | 66 | 66 | 3 |  | 3
| Eagle Rock |  | WECC | CA | Renewable | 100% | 66 | 66 | 4 |  | 4
| Quicksilver |  | WECC | CA | Renewable | 100% | 53 | 53 | 5 |  | 5
| Cobb Creek |  | WECC | CA | Renewable | 100% | 52 | 52 | 6 |  | 6
| Lake View |  | WECC | CA | Renewable | 100% | 52 | 52 | 7 |  | 7
| Sulphur Springs |  | WECC | CA | Renewable | 100% | 51 | 51 | 8 |  | 8
| Socrates |  | WECC | CA | Renewable | 100% | 50 | 50 | 9 |  | 9
| Big Geysers |  | WECC | CA | Renewable | 100% | 48 | 48 | 10 |  | 10
| Grant |  | WECC | CA | Renewable | 100% | 43 | 43 | 11 |  | 11
| Sonoma |  | WECC | CA | Renewable | 100% | 42 | 42 | 12 |  | 12
| West Ford Flat |  | WECC | CA | Renewable | 100% | 24 | 24 | 13 |  | 13
| Aidlin |  | WECC | CA | Renewable | 100% | 17 | 17 | 14 |  | 14
| Bear Canyon |  | WECC | CA | Renewable | 100% | 14 | 14 | 15 |  | 15
Natural Gas-Fired
| Delta Energy Center |  | WECC | CA | Combined Cycle | 100% | 835 | 857 | 16 |  | 16
| Pastoria Energy Center |  | WECC | CA | Combined Cycle | 100% | 770 | 749 | 17 |  | 17
| Hermiston Power Project |  | WECC | OR | Combined Cycle | 100% | 566 | 635 | #REF! |  | 18
| Otay Mesa Energy Center |  | WECC | CA | Combined Cycle | 100% | 513 | 608 | #REF! |  | 19
| Metcalf Energy Center |  | WECC | CA | Combined Cycle | 100% | 564 | 605 | #REF! |  | 20
| Sutter Energy Center |  | WECC | CA | Combined Cycle | 100% | 542 | 578 | #REF! |  | 21
| Los Medanos Energy Center |  | WECC | CA | Cogen | 100% | 518 | 572 | #REF! |  | 22
| South Point Energy Center |  | WECC | AZ | Combined Cycle | 100% | 520 | 530 | #REF! |  | 23
| Gilroy Energy Center |  | WECC | CA | Simple Cycle | 100% | 0 | 141 | #REF! |  | 24
| Gilroy Cogeneration Plant |  | WECC | CA | Cogen | 100% | 109 | 130 | #REF! |  | 25
| King City Cogeneration Plant |  | WECC | CA | Cogen | 100% | 120 | 120 | #REF! |  | 26
| Greenleaf 1 Power Plant |  | WECC | CA | Combined Cycle | 100% | 50 | 50 | #REF! |  | 27
| Greenleaf 2 Power Plant |  | WECC | CA | Cogen | 100% | 49 | 49 | #REF! |  | 28
| Wolfskill Energy Center |  | WECC | CA | Simple Cycle | 100% | 0 | 48 | #REF! |  | 29
| Yuba City Energy Center |  | WECC | CA | Simple Cycle | 100% | 0 | 47 | #REF! |  | 30
| Feather River Energy Center |  | WECC | CA | Simple Cycle | 100% | 0 | 47 | #REF! |  | 31
| Creed Energy Center |  | WECC | CA | Simple Cycle | 100% | 0 | 47 | #REF! |  | 32
| Lambie Energy Center |  | WECC | CA | Simple Cycle | 100% | 0 | 47 | #REF! |  | 33
| Goose Haven Energy Center |  | WECC | CA | Simple Cycle | 100% | 0 | 47 | #REF! |  | 34
| Riverview Energy Center |  | WECC | CA | Simple Cycle | 100% | 0 | 47 | #REF! |  | 35
| King City Peaking Energy Center |  | WECC | CA | Simple Cycle | 100% | 0 | 44 | #REF! |  | 36
| Agnews Power Plant |  | WECC | CA | Combined Cycle | 100% | 28 | 28 | #REF! |  | 37
| Subtotal | [5 empty] | 5909 | 6751 | #REF!
TEXAS
| Deer Park Energy Center |  | TRE | TX | Cogen | 100% | 843 | 1014 |  |  | 38
| Baytown Energy Center |  | TRE | TX | Cogen | 100% | 782 | 842 | #REF! |  | 39
| Pasadena Power Plant(4) |  | TRE | TX | Cogen/Combined Cycle | 100% | 763 | 781 | #REF! |  | 40
| Bosque Energy Center |  | TRE | TX | Combined Cycle | 100% | 740 | 762 |  |  | 41
| Freestone Energy Center |  | TRE | TX | Combined Cycle | 75% | 779 | 746 | #REF! |  | 42
| Magic Valley Generating Station |  | TRE | TX | Combined Cycle | 100% | 672 | 702 | #REF! |  | 43
| Channel Energy Center |  | TRE | TX | Cogen | 100% | 463 | 608 | #REF! |  | 44
| Brazos Valley Power Plant |  | TRE | TX | Combined Cycle | 100% | 520 | 606 | #REF! |  | 45
| Corpus Christi Energy Center |  | TRE | TX | Cogen | 100% | 426 | 500 | #REF! |  | 46
| Texas City Power Plant |  | TRE | TX | Cogen | 100% | 400 | 453 | #REF! |  | 47
| Clear Lake Power Plant |  | TRE | TX | Cogen | 100% | 344 | 400 | #REF! |  | 48
| Hidalgo Energy Center |  | TRE | TX | Combined Cycle | 78.5% | 392 | 374 | #REF! |  | 49
| Freeport Energy Center(5) |  | TRE | TX | Cogen | 100% | 210 | 236 | #REF! |  | 50
| Subtotal | [5 empty] | 7334 | 8024 | #REF!
NORTH
| Bethlehem Energy Center |  | RFC | PA | Combined Cycle | 100% | 1037 | 1130 |  |  | 51
| Hay Road Energy Center |  | RFC | DE | Combined Cycle | 100% | 1030 | 1130 | #REF! |  | 52
| Edge Moor Energy Center |  | RFC | DE | Steam Cycle | 100% | 0 | 725 | #REF! |  | 53
| York Energy Center |  | RFC | PA | Combined Cycle | 100% | 518.5 | 565 | #REF! |  | 54
| Westbrook Energy Center |  | NPCC | ME | Combined Cycle | 100% | 552 | 552 |  |  | 55
| Greenfield Energy Centre(6) |  | NPCC | ON | Combined Cycle | 50% | 422 | 519 | #REF! |  | 56
| RockGen Energy Center |  | MRO | WI | Simple Cycle | 100% | 0 | 503 | #REF! |  | 57
| Zion Energy Center |  | RFC | IL | Simple Cycle | 100% | 0 | 503 | #REF! |  | 58
| Mankato Power Plant |  | MRO | MN | Combined Cycle | 100% | 280 | 375 | #REF! |  | 59
| Cumberland Energy Center |  | RFC | NJ | Simple Cycle | 100% | 0 | 191 | #REF! |  | 60
| Deepwater Energy Center(7) |  | RFC | NJ | Steam Cycle | 100% | 0 | 158 | #REF! |  | 61
| Kennedy International Airport Power Plant |  | NPCC | NY | Cogen | 100% | 110 | 121 | #REF! |  | 62
| Sherman Avenue Energy Center |  | RFC | NJ | Simple Cycle | 100% | 0 | 92 | #REF! |  | 63
| Bethpage Energy Center 3 |  | NPCC | NY | Combined Cycle | 100% | 60 | 80 | #REF! |  | 64
| Middle Energy Center(7) |  | RFC | NJ | Simple Cycle | 100% | 0 | 77 | #REF! |  | 65
| Carll's Corner Energy Center |  | RFC | NJ | Simple Cycle | 100% | 0 | 73 | #REF! |  | 66
| Cedar Energy Center(7) |  | RFC | NJ | Simple Cycle | 100% | 0 | 68 | #REF! |  | 67
| Mickleton Energy Center |  | RFC | NJ | Simple Cycle | 100% | 0 | 67 | #REF! |  | 68
| Missouri Avenue Energy Center(7) |  | RFC | NJ | Simple Cycle | 100% | 0 | 60 | #REF! |  | 69
| Bethpage Power Plant |  | NPCC | NY | Combined Cycle | 100% | 55 | 56 | #REF! |  | 70
| Christiana Energy Center |  | RFC | DE | Simple Cycle | 100% | 0 | 53 | #REF! |  | 71
| Bethpage Peaker |  | NPCC | NY | Simple Cycle | 100% | 0 | 48 | #REF! |  | 72
| Stony Brook Power Plant |  | NPCC | NY | Cogen | 100% | 45 | 47 | #REF! |  | 73
| Tasley Energy Center |  | RFC | VA | Simple Cycle | 100% | 0 | 33 | #REF! |  | 74
| Whitby Cogeneration(8) |  | NPCC | ON | Cogen | 50% | 25 | 25 | #REF! |  | 75
| Delaware City Energy Center |  | RFC | DE | Simple Cycle | 100% | 0 | 23 | #REF! |  | 76
| West Energy Center |  | RFC | DE | Simple Cycle | 100% | 0 | 20 | #REF! |  | 77
| Bayview Energy Center |  | RFC | VA | Simple Cycle | 100% | 0 | 12 | #REF! |  | 78
| Crisfield Energy Center |  | RFC | MD | Simple Cycle | 100% | 0 | 10 | #REF! |  | 79
| Vineland Solar Energy Center |  | RFC | NJ | Renewable | 100% | 0 | 4 | #REF! |  | 80
| Subtotal | [5 empty] | 4134.5 | 7320 | #REF! | Total count of pwr plants
SOUTHEAST
| Oneta Energy Center |  | SPP | OK | Combined Cycle | 100% | 980 | 1134 |  |  | 81
| Morgan Energy Center |  | SERC | AL | Cogen | 100% | 720 | 807 | #REF! |  | 82
| Decatur Energy Center |  | SERC | AL | Combined Cycle | 100% | 782 | 795 | #REF! |  | 83
| Columbia Energy Center |  | SERC | SC | Cogen | 100% | 455 | 606 | #REF! |  | 84
| Osprey Energy Center |  | FRCC | FL | Combined Cycle | 100% | 537 | 599 | #REF! |  | 85
| Carville Energy Center |  | SERC | LA | Cogen | 100% | 449 | 501 | #REF! |  | 86
| Hog Bayou Energy Center |  | SERC | AL | Combined Cycle | 100% | 235 | 237 | #REF! |  | 87
| Santa Rosa Energy Center |  | SERC | FL | Combined Cycle | 100% | 235 | 225 | #REF! |  | 88
| Pine Bluff Energy Center |  | SERC | AR | Cogen | 100% | 184 | 215 | #REF! |  | 89
| Auburndale Peaking Energy Center |  | FRCC | FL | Simple Cycle | 100% | 0 | 117 | #REF! |  | 90 | Total number of plants
| Subtotal | [5 empty] | 4577 | 5236 | #REF!
| Total operating power plants | 90 |  |  |  |  | 21954.5 | 27331
Projects under construction
| Russell City Energy Center |  | WECC | CA | Combined Cycle | 75% | 429 | 464.25
| Los Esteros Critical Energy Facility(9) |  | WECC | CA | Combined Cycle | 100% | 243 | 309 | #REF!
| Channel Energy Center Expansion |  | TRE | TX | Cogen | 100% | 260 | 200
| Deer Park Energy Center Expansion |  | TRE | TX | Cogen | 100% | 260 | 190
| Garrison Energy Center |  | RFC | DE | Combined Cycle | 100% | 273 | 309
| Total operating power plants and projects under construction | [5 empty] | 23419.5 | 28803.25 | #REF!
-1 | Natural gas-fired fleet capacities are generally derived on as-built as-designed outputs, including upgrades, based on site specific annual average temperatures and average process steam flows for cogeneration power plants, as applicable. Geothermal capacities are derived from historical generation output and steam reservoir modeling under average ambient conditions (temperatures and rainfall).
-2 | Natural gas-fired fleet peaking capacities are primarily derived on as-built as-designed peaking outputs based on site specific average summer temperatures and include power enhancement features such as heat recovery steam generator duct-firing, gas turbine power augmentation, and/or other power augmentation features. For certain power plants with definitive contracts, capacities at contract conditions have been included. Oil-fired capacities reflect capacity test results.
-3 | These outputs do not factor in the typical MW loss and recovery profiles over time, which natural-gas fired turbine power plants display associated with their planned major maintenance schedules.
-4 | Pasadena is comprised of 260MW of cogen technology and 521 MW of combined cycle (non-cogen) technology.
-5 | Freeport Energy Center is owned by Calpine; however, it is contracted and operated by The Dow Chemical Company.
-6 | Calpine holds a 50% partnership interest in Greenfield LP through its subsidiaries; however, it is operated by a third party.
-7 | We have provided notice to PJM that we plan to retire these units before commencement of the PJM Reliability Pricing Model 2015/2016 delivery year.
-8 | Calpine holds a 50% partnership interest in Whitby Cogeneration through its subsidiaries; however, it is operated by Atlantic Packaging Products Ltd.
-9 | Los Esteros Critical Energy Facility is currently under construction to upgrade from a 188 MW simple-cycle generation power plant to a 309 MW combined-cycle generation power plant.

## Recon 6.30.2013 (hidden)
Table of Operating Power Plants and Projects Under Advanced Development/Construction Recon
|  | West | Texas | North | Southeast |  | Total | Check | Notes
| Operating MW Capacities at 4.1.13: | 6751 | 8014 | 7320 | 5236 |  | 27321 | 0
| Magic Valley Generating Station |  | 10 |  |  |  | 10
0
0
| Operating MW Capacities at 6.30.13: | 6751 | 8024 | 7320 | 5236 | 0 | 27331 | 0
Proj under construction:
| Russell City Energy Center | 464.25 |  |  |  |  | 464.25
| Upgrade - Los Esteros | 309 |  |  |  |  | 309
| Channel Energy Center Expansion |  | 200 |  |  |  | 200
| Deer Park Energy Center Expansion |  | 190 |  |  |  | 190
| Garrison Energy Center |  |  | 309 |  |  | 309
| Total under construction | 773.25 | 390 | 309 | 0 |  | 1472.25
| Grand Total Net Peak Interest | 7524.25 | 8414 | 7629 | 5236 |  | 28803.25 | 0
[7 empty] | ~MW Upgrade | 10 | 6/30/2013 - 4/1/2013
| Pasadena (SW) | 2Q10 - 1 unit |  |  |  |  | 10
| Deer Park (SW) | 4Q09 - 1 unit, 2Q10 - 2 units, 2Q12 - 1 unit |  |  |  |  | 44
| Baytown (SW) | 1Q11 - 1 unit, 2Q11 - 2 units |  |  |  |  | 42
| Brazos Valley (GE) | 1Q11 - 2 units |  |  |  |  | 12
| Westbrook (GE) | 2Q11 - 1 unit, 2Q12 - 1 unit |  |  |  |  | 15
| Los Medanos (GE) | 2Q11 - 2 units |  |  |  |  | 12
| Delta (SW) | 2Q08 - 1 unit |  |  |  |  | 15
| Hermiston (SW) | 4Q11 - 2 units |  |  |  |  | 19
| Pastoria (GE) | 2Q12 - 2 units |  |  |  |  | 20
| Magic Valley (SW) | 2Q13 - 1 unit |  |  |  |  | 10
199
| SW total | 12 units
| GE total | 8 units
| Outstanding: | Committed but not yet complete
| SW total | 3 units
| SW total | 1 units | Magic Valley

## CPN Portfolio 4.1.2013 (hidden)
Table of Operating Power Plants and Projects Under Construction as of April 1, 2013
[7 empty] | Calpine Net | Calpine Net
|  |  |  | U.S. State or |  | Calpine | Interest | Interest With
|  |  | NERC | Canadian |  | Interest | Baseload | Peaking
| SEGMENT /Power Plant |  | Region | Province | Technology | Percentage | (MW) (1)(3) | (MW) (2)(3) |  |  | Count of Plants
| WEST | [7 empty] | Count
Geothermal
| McCabe #5 & #6 |  | WECC | CA | Renewable | 100% | 78 | 78 | 1 |  | 1
| Ridge Line #7 & #8 |  | WECC | CA | Renewable | 100% | 69 | 69 | 2 |  | 2
| Calistoga |  | WECC | CA | Renewable | 100% | 66 | 66 | 3 |  | 3
| Eagle Rock |  | WECC | CA | Renewable | 100% | 66 | 66 | 4 |  | 4
| Quicksilver |  | WECC | CA | Renewable | 100% | 53 | 53 | 5 |  | 5
| Cobb Creek |  | WECC | CA | Renewable | 100% | 52 | 52 | 6 |  | 6
| Lake View |  | WECC | CA | Renewable | 100% | 52 | 52 | 7 |  | 7
| Sulphur Springs |  | WECC | CA | Renewable | 100% | 51 | 51 | 8 |  | 8
| Socrates |  | WECC | CA | Renewable | 100% | 50 | 50 | 9 |  | 9
| Big Geysers |  | WECC | CA | Renewable | 100% | 48 | 48 | 10 |  | 10
| Grant |  | WECC | CA | Renewable | 100% | 43 | 43 | 11 |  | 11
| Sonoma |  | WECC | CA | Renewable | 100% | 42 | 42 | 12 |  | 12
| West Ford Flat |  | WECC | CA | Renewable | 100% | 24 | 24 | 13 |  | 13
| Aidlin |  | WECC | CA | Renewable | 100% | 17 | 17 | 14 |  | 14
| Bear Canyon |  | WECC | CA | Renewable | 100% | 14 | 14 | 15 |  | 15
Natural Gas-Fired
| Delta Energy Center |  | WECC | CA | Combined Cycle | 100% | 835 | 857 | 16 |  | 16
| Pastoria Energy Center |  | WECC | CA | Combined Cycle | 100% | 770 | 749 | 17 |  | 17
| Hermiston Power Project |  | WECC | OR | Combined Cycle | 100% | 566 | 635 | #REF! |  | 18
| Otay Mesa Energy Center |  | WECC | CA | Combined Cycle | 100% | 513 | 608 | #REF! |  | 19
| Metcalf Energy Center |  | WECC | CA | Combined Cycle | 100% | 564 | 605 | #REF! |  | 20
| Sutter Energy Center |  | WECC | CA | Combined Cycle | 100% | 542 | 578 | #REF! |  | 21
| Los Medanos Energy Center |  | WECC | CA | Cogen | 100% | 518 | 572 | #REF! |  | 22
| South Point Energy Center |  | WECC | AZ | Combined Cycle | 100% | 520 | 530 | #REF! |  | 23
| Gilroy Energy Center |  | WECC | CA | Simple Cycle | 100% | 0 | 141 | #REF! |  | 24
| Gilroy Cogeneration Plant |  | WECC | CA | Cogen | 100% | 109 | 130 | #REF! |  | 25
| King City Cogeneration Plant |  | WECC | CA | Cogen | 100% | 120 | 120 | #REF! |  | 26
| Greenleaf 1 Power Plant |  | WECC | CA | Combined Cycle | 100% | 50 | 50 | #REF! |  | 27
| Greenleaf 2 Power Plant |  | WECC | CA | Cogen | 100% | 49 | 49 | #REF! |  | 28
| Wolfskill Energy Center |  | WECC | CA | Simple Cycle | 100% | 0 | 48 | #REF! |  | 29
| Yuba City Energy Center |  | WECC | CA | Simple Cycle | 100% | 0 | 47 | #REF! |  | 30
| Feather River Energy Center |  | WECC | CA | Simple Cycle | 100% | 0 | 47 | #REF! |  | 31
| Creed Energy Center |  | WECC | CA | Simple Cycle | 100% | 0 | 47 | #REF! |  | 32
| Lambie Energy Center |  | WECC | CA | Simple Cycle | 100% | 0 | 47 | #REF! |  | 33
| Goose Haven Energy Center |  | WECC | CA | Simple Cycle | 100% | 0 | 47 | #REF! |  | 34
| Riverview Energy Center |  | WECC | CA | Simple Cycle | 100% | 0 | 47 | #REF! |  | 35
| King City Peaking Energy Center |  | WECC | CA | Simple Cycle | 100% | 0 | 44 | #REF! |  | 36
| Agnews Power Plant |  | WECC | CA | Combined Cycle | 100% | 28 | 28 | #REF! |  | 37
| Subtotal | [5 empty] | 5909 | 6751 | #REF!
TEXAS
| Deer Park Energy Center |  | TRE | TX | Cogen | 100% | 843 | 1014 |  |  | 38
| Baytown Energy Center |  | TRE | TX | Cogen | 100% | 782 | 842 | #REF! |  | 39
| Pasadena Power Plant(4) |  | TRE | TX | Cogen/Combined Cycle | 100% | 763 | 781 | #REF! |  | 40
| Bosque Energy Center |  | TRE | TX | Combined Cycle | 100% | 740 | 762 |  |  | 41
| Freestone Energy Center |  | TRE | TX | Combined Cycle | 75% | 779 | 746 | #REF! |  | 42
| Magic Valley Generating Station |  | TRE | TX | Combined Cycle | 100% | 662 | 692 | #REF! |  | 43
| Channel Energy Center |  | TRE | TX | Cogen | 100% | 463 | 608 | #REF! |  | 44
| Brazos Valley Power Plant |  | TRE | TX | Combined Cycle | 100% | 520 | 606 | #REF! |  | 45
| Corpus Christi Energy Center |  | TRE | TX | Cogen | 100% | 426 | 500 | #REF! |  | 46
| Texas City Power Plant |  | TRE | TX | Cogen | 100% | 400 | 453 | #REF! |  | 47
| Clear Lake Power Plant |  | TRE | TX | Cogen | 100% | 344 | 400 | #REF! |  | 48
| Hidalgo Energy Center |  | TRE | TX | Combined Cycle | 78.5% | 392 | 374 | #REF! |  | 49
| Freeport Energy Center(5) |  | TRE | TX | Cogen | 100% | 210 | 236 | #REF! |  | 50
| Subtotal | [5 empty] | 7324 | 8014 | #REF!
NORTH
| Bethlehem Energy Center |  | RFC | PA | Combined Cycle | 100% | 1037 | 1130 |  |  | 51
| Hay Road Energy Center |  | RFC | DE | Combined Cycle | 100% | 1030 | 1130 | #REF! |  | 52
| Edge Moor Energy Center |  | RFC | DE | Steam Cycle | 100% | 0 | 725 | #REF! |  | 53
| York Energy Center |  | RFC | PA | Combined Cycle | 100% | 518.5 | 565 | #REF! |  | 54
| Westbrook Energy Center |  | NPCC | ME | Combined Cycle | 100% | 552 | 552 |  |  | 55
| Greenfield Energy Centre(6) |  | NPCC | ON | Combined Cycle | 50% | 422 | 519 | #REF! |  | 56
| RockGen Energy Center |  | MRO | WI | Simple Cycle | 100% | 0 | 503 | #REF! |  | 57
| Zion Energy Center |  | RFC | IL | Simple Cycle | 100% | 0 | 503 | #REF! |  | 58
| Mankato Power Plant |  | MRO | MN | Combined Cycle | 100% | 280 | 375 | #REF! |  | 59
| Cumberland Energy Center |  | RFC | NJ | Simple Cycle | 100% | 0 | 191 | #REF! |  | 60
| Deepwater Energy Center(7) |  | RFC | NJ | Steam Cycle | 100% | 0 | 158 | #REF! |  | 61
| Kennedy International Airport Power Plant |  | NPCC | NY | Cogen | 100% | 110 | 121 | #REF! |  | 62
| Sherman Avenue Energy Center |  | RFC | NJ | Simple Cycle | 100% | 0 | 92 | #REF! |  | 63
| Bethpage Energy Center 3 |  | NPCC | NY | Combined Cycle | 100% | 60 | 80 | #REF! |  | 64
| Middle Energy Center(7) |  | RFC | NJ | Simple Cycle | 100% | 0 | 77 | #REF! |  | 65
| Carll's Corner Energy Center |  | RFC | NJ | Simple Cycle | 100% | 0 | 73 | #REF! |  | 66
| Cedar Energy Center(7) |  | RFC | NJ | Simple Cycle | 100% | 0 | 68 | #REF! |  | 67
| Mickleton Energy Center |  | RFC | NJ | Simple Cycle | 100% | 0 | 67 | #REF! |  | 68
| Missouri Avenue Energy Center(7) |  | RFC | NJ | Simple Cycle | 100% | 0 | 60 | #REF! |  | 69
| Bethpage Power Plant |  | NPCC | NY | Combined Cycle | 100% | 55 | 56 | #REF! |  | 70
| Christiana Energy Center |  | RFC | DE | Simple Cycle | 100% | 0 | 53 | #REF! |  | 71
| Bethpage Peaker |  | NPCC | NY | Simple Cycle | 100% | 0 | 48 | #REF! |  | 72
| Stony Brook Power Plant |  | NPCC | NY | Cogen | 100% | 45 | 47 | #REF! |  | 73
| Tasley Energy Center |  | RFC | VA | Simple Cycle | 100% | 0 | 33 | #REF! |  | 74
| Whitby Cogeneration(8) |  | NPCC | ON | Cogen | 50% | 25 | 25 | #REF! |  | 75
| Delaware City Energy Center |  | RFC | DE | Simple Cycle | 100% | 0 | 23 | #REF! |  | 76
| West Energy Center |  | RFC | DE | Simple Cycle | 100% | 0 | 20 | #REF! |  | 77
| Bayview Energy Center |  | RFC | VA | Simple Cycle | 100% | 0 | 12 | #REF! |  | 78
| Crisfield Energy Center |  | RFC | MD | Simple Cycle | 100% | 0 | 10 | #REF! |  | 79
| Vineland Solar Energy Center |  | RFC | NJ | Renewable | 100% | 0 | 4 | #REF! |  | 80
| Subtotal | [5 empty] | 4134.5 | 7320 | #REF! | Total count of pwr plants
SOUTHEAST
| Oneta Energy Center |  | SPP | OK | Combined Cycle | 100% | 980 | 1134 |  |  | 81
| Morgan Energy Center |  | SERC | AL | Cogen | 100% | 720 | 807 | #REF! |  | 82
| Decatur Energy Center |  | SERC | AL | Combined Cycle | 100% | 782 | 795 | #REF! |  | 83
| Columbia Energy Center |  | SERC | SC | Cogen | 100% | 455 | 606 | #REF! |  | 84
| Osprey Energy Center |  | FRCC | FL | Combined Cycle | 100% | 537 | 599 | #REF! |  | 85
| Carville Energy Center |  | SERC | LA | Cogen | 100% | 449 | 501 | #REF! |  | 86
| Hog Bayou Energy Center |  | SERC | AL | Combined Cycle | 100% | 235 | 237 | #REF! |  | 87
| Santa Rosa Energy Center |  | SERC | FL | Combined Cycle | 100% | 235 | 225 | #REF! |  | 88
| Pine Bluff Energy Center |  | SERC | AR | Cogen | 100% | 184 | 215 | #REF! |  | 89
| Auburndale Peaking Energy Center |  | FRCC | FL | Simple Cycle | 100% | 0 | 117 | #REF! |  | 90 | Total number of plants
| Subtotal | [5 empty] | 4577 | 5236 | #REF!
| Total operating power plants | 90 |  |  |  |  | 21944.5 | 27321
Projects under construction
| Russell City Energy Center |  | WECC | CA | Combined Cycle | 75% | 429 | 464.25
| Los Esteros Critical Energy Facility(9) |  | WECC | CA | Combined Cycle | 100% | 243 | 309 | #REF!
| Channel Energy Center Expansion |  | TRE | TX | Cogen | 100% | 260 | 200
| Deer Park Energy Center Expansion |  | TRE | TX | Cogen | 100% | 260 | 190
| Garrison Energy Center |  | RFC | DE | Combined Cycle | 100% | 273 | 309
| Total operating power plants and projects under construction | [5 empty] | 23409.5 | 28793.25 | #REF!
-1 | Natural gas-fired fleet capacities are generally derived on as-built as-designed outputs, including upgrades, based on site specific annual average temperatures and average process steam flows for cogeneration power plants, as applicable. Geothermal capacities are derived from historical generation output and steam reservoir modeling under average ambient conditions (temperatures and rainfall).
-2 | Natural gas-fired fleet peaking capacities are primarily derived on as-built as-designed peaking outputs based on site specific average summer temperatures and include power enhancement features such as heat recovery steam generator duct-firing, gas turbine power augmentation, and/or other power augmentation features. For certain power plants with definitive contracts, capacities at contract conditions have been included. Oil-fired capacities reflect capacity test results.
-3 | These outputs do not factor in the typical MW loss and recovery profiles over time, which natural-gas fired turbine power plants display associated with their planned major maintenance schedules.
-4 | Pasadena is comprised of 260MW of cogen technology and 521 MW of combined cycle (non-cogen) technology.
-5 | Freeport Energy Center is owned by Calpine; however, it is contracted and operated by The Dow Chemical Company.
-6 | Calpine holds a 50% partnership interest in Greenfield LP through its subsidiaries; however, it is operated by a third party.
-7 | We have provided notice to PJM that we plan to retire these units before commencement of the PJM Reliability Pricing Model 2015/2016 delivery year.
-8 | Calpine holds a 50% partnership interest in Whitby Cogeneration through its subsidiaries; however, it is operated by Atlantic Packaging Products Ltd.
-9 | Los Esteros Critical Energy Facility is currently under construction to upgrade from a 188 MW simple-cycle generation power plant to a 309 MW combined-cycle generation power plant.

## Recon 4.1.2013 (hidden)
Table of Operating Power Plants and Projects Under Advanced Development/Construction Recon
|  | West | Texas | North | Southeast |  | Total | Check | Notes
| Operating MW Capacities at 12.31.12: | 6751 | 8014 | 7320 | 5236 |  | 27321 | 0
0
0
0
| Operating MW Capacities at 4.1.13: | 6751 | 8014 | 7320 | 5236 | 0 | 27321 | 0
Proj under construction:
| Russell City Energy Center | 464.25 |  |  |  |  | 464.25
| Upgrade - Los Esteros | 309 |  |  |  |  | 309
| Channel Energy Center Expansion |  | 200 |  |  |  | 200
| Deer Park Energy Center Expansion |  | 190 |  |  |  | 190
| Garrison Energy Center |  |  | 309 |  |  | 309
| Total under construction | 773.25 | 390 | 309 | 0 |  | 1472.25
| Grand Total Net Peak Interest | 7524.25 | 8404 | 7629 | 5236 |  | 28793.25 | 0
[7 empty] | ~MW Upgrade | 0 | 4/1/2013 - 12/31/2012
| Pasadena (SW) | 2Q10 - 1 unit |  |  |  |  | 10
| Deer Park (SW) | 4Q09 - 1 unit, 2Q10 - 2 units, 2Q12 - 1 unit |  |  |  |  | 44
| Baytown (SW) | 1Q11 - 1 unit, 2Q11 - 2 units |  |  |  |  | 42
| Brazos Valley (GE) | 1Q11 - 2 units |  |  |  |  | 12
| Westbrook (GE) | 2Q11 - 1 unit, 2Q12 - 1 unit |  |  |  |  | 15
| Los Medanos (GE) | 2Q11 - 2 units |  |  |  |  | 12
| Delta (SW) | 2Q08 - 1 unit |  |  |  |  | 15
| Hermiston (SW) | 4Q11 - 2 units |  |  |  |  | 19
| Pastoria (GE) | 2Q12 - 2 units |  |  |  |  | 20
189
| SW total | 11 units
| GE total | 8 units
| Outstanding: | Committed but not yet complete
| SW total | 3units
| GE total | 2units | Magic Valley

## CPN Portfolio 12.31.2012 (hidden)
Table of Operating Power Plants and Projects Under Advanced Development and Construction as of December 31, 2012
[7 empty] | Calpine Net | Calpine Net
|  |  |  | U.S. State or |  | Calpine | Interest | Interest With
|  |  | NERC | Canadian |  | Interest | Baseload | Peaking
| SEGMENT /Power Plant |  | Region | Province | Technology | Percentage | (MW) (1)(3) | (MW) (2)(3) |  |  | Count of Plants
| WEST | [7 empty] | Count
Geothermal
| McCabe #5 & #6 |  | WECC | CA | Renewable | 100% | 78 | 78 | 1 |  | 1
| Ridge Line #7 & #8 |  | WECC | CA | Renewable | 100% | 69 | 69 | 2 |  | 2
| Calistoga |  | WECC | CA | Renewable | 100% | 66 | 66 | 3 |  | 3
| Eagle Rock |  | WECC | CA | Renewable | 100% | 66 | 66 | 4 |  | 4
| Quicksilver |  | WECC | CA | Renewable | 100% | 53 | 53 | 5 |  | 5
| Cobb Creek |  | WECC | CA | Renewable | 100% | 52 | 52 | 6 |  | 6
| Lake View |  | WECC | CA | Renewable | 100% | 52 | 52 | 7 |  | 7
| Sulphur Springs |  | WECC | CA | Renewable | 100% | 51 | 51 | 8 |  | 8
| Socrates |  | WECC | CA | Renewable | 100% | 50 | 50 | 9 |  | 9
| Big Geysers |  | WECC | CA | Renewable | 100% | 48 | 48 | 10 |  | 10
| Grant |  | WECC | CA | Renewable | 100% | 43 | 43 | 11 |  | 11
| Sonoma |  | WECC | CA | Renewable | 100% | 42 | 42 | 12 |  | 12
| West Ford Flat |  | WECC | CA | Renewable | 100% | 24 | 24 | 13 |  | 13
| Aidlin |  | WECC | CA | Renewable | 100% | 17 | 17 | 14 |  | 14
| Bear Canyon |  | WECC | CA | Renewable | 100% | 14 | 14 | 15 |  | 15
Natural Gas-Fired
| Delta Energy Center |  | WECC | CA | Combined Cycle | 100% | 835 | 857 | 16 |  | 16
| Pastoria Energy Center |  | WECC | CA | Combined Cycle | 100% | 770 | 749 | 17 |  | 17
| Hermiston Power Project |  | WECC | OR | Combined Cycle | 100% | 566 | 635 | #REF! |  | 18
| Otay Mesa Energy Center |  | WECC | CA | Combined Cycle | 100% | 513 | 608 | #REF! |  | 19
| Metcalf Energy Center |  | WECC | CA | Combined Cycle | 100% | 564 | 605 | #REF! |  | 20
| Sutter Energy Center |  | WECC | CA | Combined Cycle | 100% | 542 | 578 | #REF! |  | 21
| Los Medanos Energy Center |  | WECC | CA | Cogen | 100% | 518 | 572 | #REF! |  | 22
| South Point Energy Center |  | WECC | AZ | Combined Cycle | 100% | 520 | 530 | #REF! |  | 23
| Gilroy Energy Center |  | WECC | CA | Simple Cycle | 100% | 0 | 141 | #REF! |  | 24
| Gilroy Cogeneration Plant |  | WECC | CA | Cogen | 100% | 109 | 130 | #REF! |  | 25
| King City Cogeneration Plant |  | WECC | CA | Cogen | 100% | 120 | 120 | #REF! |  | 26
| Greenleaf 1 Power Plant |  | WECC | CA | Combined Cycle | 100% | 50 | 50 | #REF! |  | 27
| Greenleaf 2 Power Plant |  | WECC | CA | Cogen | 100% | 49 | 49 | #REF! |  | 28
| Wolfskill Energy Center |  | WECC | CA | Simple Cycle | 100% | 0 | 48 | #REF! |  | 29
| Yuba City Energy Center |  | WECC | CA | Simple Cycle | 100% | 0 | 47 | #REF! |  | 30
| Feather River Energy Center |  | WECC | CA | Simple Cycle | 100% | 0 | 47 | #REF! |  | 31
| Creed Energy Center |  | WECC | CA | Simple Cycle | 100% | 0 | 47 | #REF! |  | 32
| Lambie Energy Center |  | WECC | CA | Simple Cycle | 100% | 0 | 47 | #REF! |  | 33
| Goose Haven Energy Center |  | WECC | CA | Simple Cycle | 100% | 0 | 47 | #REF! |  | 34
| Riverview Energy Center |  | WECC | CA | Simple Cycle | 100% | 0 | 47 | #REF! |  | 35
| King City Peaking Energy Center |  | WECC | CA | Simple Cycle | 100% | 0 | 44 | #REF! |  | 36
| Agnews Power Plant |  | WECC | CA | Combined Cycle | 100% | 28 | 28 | #REF! |  | 37
| Subtotal | [5 empty] | 5909 | 6751 | #REF!
TEXAS
| Deer Park Energy Center |  | TRE | TX | Cogen | 100% | 843 | 1014 |  |  | 38
| Baytown Energy Center |  | TRE | TX | Cogen | 100% | 782 | 842 | #REF! |  | 39
| Pasadena Power Plant(4) |  | TRE | TX | Cogen/Combined Cycle | 100% | 763 | 781 | #REF! |  | 40
| Bosque Energy Center |  | TRE | TX | Combined Cycle | 100% | 740 | 762 |  |  | 41
| Freestone Energy Center |  | TRE | TX | Combined Cycle | 75% | 779 | 746 | #REF! |  | 42
| Magic Valley Generating Station |  | TRE | TX | Combined Cycle | 100% | 662 | 692 | #REF! |  | 43
| Channel Energy Center |  | TRE | TX | Cogen | 100% | 463 | 608 | #REF! |  | 44
| Brazos Valley Power Plant |  | TRE | TX | Combined Cycle | 100% | 520 | 606 | #REF! |  | 45
| Corpus Christi Energy Center |  | TRE | TX | Cogen | 100% | 426 | 500 | #REF! |  | 46
| Texas City Power Plant |  | TRE | TX | Cogen | 100% | 400 | 453 | #REF! |  | 47
| Clear Lake Power Plant |  | TRE | TX | Cogen | 100% | 344 | 400 | #REF! |  | 48
| Hidalgo Energy Center |  | TRE | TX | Combined Cycle | 78.5% | 392 | 374 | #REF! |  | 49
| Freeport Energy Center(5) |  | TRE | TX | Cogen | 100% | 210 | 236 | #REF! |  | 50
| Subtotal | [5 empty] | 7324 | 8014 | #REF!
NORTH
| Bethlehem Energy Center |  | RFC | PA | Combined Cycle | 100% | 1037 | 1130 |  |  | 51
| Hay Road Energy Center |  | RFC | DE | Combined Cycle | 100% | 1030 | 1130 | #REF! |  | 52
| Edge Moor Energy Center |  | RFC | DE | Steam Cycle | 100% | 0 | 725 | #REF! |  | 53
| York Energy Center |  | RFC | PA | Combined Cycle | 100% | 518.5 | 565 | #REF! |  | 54
| Westbrook Energy Center |  | NPCC | ME | Combined Cycle | 100% | 552 | 552 |  |  | 55
| Greenfield Energy Centre(6) |  | NPCC | ON | Combined Cycle | 50% | 422 | 519 | #REF! |  | 56
| RockGen Energy Center |  | MRO | WI | Simple Cycle | 100% | 0 | 503 | #REF! |  | 57
| Zion Energy Center |  | RFC | IL | Simple Cycle | 100% | 0 | 503 | #REF! |  | 58
| Mankato Power Plant |  | MRO | MN | Combined Cycle | 100% | 280 | 375 | #REF! |  | 59
| Cumberland Energy Center |  | RFC | NJ | Simple Cycle | 100% | 0 | 191 | #REF! |  | 60
| Deepwater Energy Center(7) |  | RFC | NJ | Steam Cycle | 100% | 0 | 158 | #REF! |  | 61
| Kennedy International Airport Power Plant |  | NPCC | NY | Cogen | 100% | 110 | 121 | #REF! |  | 62
| Sherman Avenue Energy Center |  | RFC | NJ | Simple Cycle | 100% | 0 | 92 | #REF! |  | 63
| Bethpage Energy Center 3 |  | NPCC | NY | Combined Cycle | 100% | 60 | 80 | #REF! |  | 64
| Middle Energy Center(7) |  | RFC | NJ | Simple Cycle | 100% | 0 | 77 | #REF! |  | 65
| Carll's Corner Energy Center |  | RFC | NJ | Simple Cycle | 100% | 0 | 73 | #REF! |  | 66
| Cedar Energy Center(7) |  | RFC | NJ | Simple Cycle | 100% | 0 | 68 | #REF! |  | 67
| Mickleton Energy Center |  | RFC | NJ | Simple Cycle | 100% | 0 | 67 | #REF! |  | 68
| Missouri Avenue Energy Center(7) |  | RFC | NJ | Simple Cycle | 100% | 0 | 60 | #REF! |  | 69
| Bethpage Power Plant |  | NPCC | NY | Combined Cycle | 100% | 55 | 56 | #REF! |  | 70
| Christiana Energy Center |  | RFC | DE | Simple Cycle | 100% | 0 | 53 | #REF! |  | 71
| Bethpage Peaker |  | NPCC | NY | Simple Cycle | 100% | 0 | 48 | #REF! |  | 72
| Stony Brook Power Plant |  | NPCC | NY | Cogen | 100% | 45 | 47 | #REF! |  | 73
| Tasley Energy Center |  | RFC | VA | Simple Cycle | 100% | 0 | 33 | #REF! |  | 74
| Whitby Cogeneration(8) |  | NPCC | ON | Cogen | 50% | 25 | 25 | #REF! |  | 75
| Delaware City Energy Center |  | RFC | DE | Simple Cycle | 100% | 0 | 23 | #REF! |  | 76
| West Energy Center |  | RFC | DE | Simple Cycle | 100% | 0 | 20 | #REF! |  | 77
| Bayview Energy Center |  | RFC | VA | Simple Cycle | 100% | 0 | 12 | #REF! |  | 78
| Crisfield Energy Center |  | RFC | MD | Simple Cycle | 100% | 0 | 10 | #REF! |  | 79
| Vineland Solar Energy Center |  | RFC | NJ | Renewable | 100% | 0 | 4 | #REF! |  | 80
| Subtotal | [5 empty] | 4134.5 | 7320 | #REF! | Total count of pwr plants
SOUTHEAST
| Oneta Energy Center |  | SPP | OK | Combined Cycle | 100% | 980 | 1134 |  |  | 81
| Morgan Energy Center |  | SERC | AL | Cogen | 100% | 720 | 807 | #REF! |  | 82
| Decatur Energy Center |  | SERC | AL | Combined Cycle | 100% | 782 | 795 | #REF! |  | 83
| Columbia Energy Center |  | SERC | SC | Cogen | 100% | 455 | 606 | #REF! |  | 84
| Osprey Energy Center |  | FRCC | FL | Combined Cycle | 100% | 537 | 599 | #REF! |  | 85
| Carville Energy Center |  | SERC | LA | Cogen | 100% | 449 | 501 | #REF! |  | 86
| Hog Bayou Energy Center |  | SERC | AL | Combined Cycle | 100% | 235 | 237 | #REF! |  | 87
| Santa Rosa Energy Center |  | SERC | FL | Combined Cycle | 100% | 235 | 225 | #REF! |  | 88
| Pine Bluff Energy Center |  | SERC | AR | Cogen | 100% | 184 | 215 | #REF! |  | 89
| Auburndale Peaking Energy Center |  | FRCC | FL | Simple Cycle | 100% | 0 | 117 | #REF! |  | 90 | Total number of plants
| Subtotal | [5 empty] | 4577 | 5236 | #REF!
| Total operating power plants | 90 |  |  |  |  | 21944.5 | 27321
Projects Under Advanced Development and Construction
Projects under construction
| Russell City Energy Center |  | WECC | CA | Combined Cycle | 75% | 429 | 464.25
| Los Esteros Critical Energy Facility(9) |  | WECC | CA | Combined Cycle | 100% | 243 | 309 | #REF!
| Channel Energy Center Expansion |  | TRE | TX | Cogen | 100% | 260 | 200
| Deer Park Energy Center Expansion |  | TRE | TX | Cogen | 100% | 260 | 190
Projects under advanced development
| Garrison Energy Center |  | RFC | DE | Combined Cycle | 100% | 273 | 309
| Total operating power plants and projects under advanced development and construction | [5 empty] | 23409.5 | 28793.25 | #REF!
-1 | Natural gas-fired fleet capacities are generally derived on as-built as-designed outputs, including upgrades, based on site specific annual average temperatures and average process steam flows for cogeneration power plants, as applicable. Geothermal capacities are derived from historical generation output and steam reservoir modeling under average ambient conditions (temperatures and rainfall).
-2 | Natural gas-fired fleet peaking capacities are primarily derived on as-built as-designed peaking outputs based on site specific average summer temperatures and include power enhancement features such as heat recovery steam generator duct-firing, gas turbine power augmentation, and/or other power augmentation features. For certain power plants with definitive contracts, capacities at contract conditions have been included. Oil-fired capacities reflect capacity test results.
-3 | These outputs do not factor in the typical MW loss and recovery profiles over time, which natural-gas fired turbine power plants display associated with their planned major maintenance schedules.
-4 | Pasadena is comprised of 260MW of cogen technology and 521 MW of combined cycle (non-cogen) technology.
-5 | Freeport Energy Center is owned by Calpine; however, it is contracted and operated by The Dow Chemical Company.
-6 | Calpine holds a 50% partnership interest in Greenfield LP through its subsidiaries; however, it is operated by a third party.
-7 | We have provided notice to PJM that we plan to retire these units before commencement of the PJM Reliability Pricing Model 2015/2016 delivery year.
-8 | Calpine holds a 50% partnership interest in Whitby Cogeneration through its subsidiaries; however, it is operated by Atlantic Packaging Products Ltd.
-9 | Los Esteros Critical Energy Facility is currently under construction to upgrade from a 188 MW simple-cycle generation power plant to a 309 MW combined-cycle generation power plant.

## Recon 12.31.2012 (hidden)
Table of Operating Power Plants and Projects Under Advanced Development/Construction Recon
|  | West | Texas | North | Southeast |  | Total | Check | Notes
| Operating MW Capacities at 11.7.12: | 6751 | 8014 | 7923 | 6083 |  | 28771 | 0
| Broad River Energy Center |  |  |  | -847 |  | -847
| Riverside Energy Center |  |  | -603 |  |  | -603
0
| Operating MW Capacities at 12.31.12: | 6751 | 8014 | 7320 | 5236 | 0 | 27321 | 0
Proj under advanced development/construction:
Proj under advanced development
| Garrison Energy Center |  |  | 309 |  |  | 309
| Channel Energy Center Expansion |  | 200 |  |  |  | 200
| Deer Park Energy Center Expansion |  | 190 |  |  |  | 190
Proj under construction
| Russell City Energy Center | 464.25 |  |  |  |  | 464.25
| Upgrade - Los Esteros | 309 |  |  |  |  | 309
| Total under development/construction | 773.25 | 390 | 309 | 0 |  | 1472.25
| Grand Total Net Peak Interest | 7524.25 | 8404 | 7629 | 5236 |  | 28793.25 | 0
[7 empty] | ~MW Upgrade | -1450 | 12/31/2012 - 11/7/2012
| Pasadena (SW) | 2Q10 - 1 unit |  |  |  |  | 10
| Deer Park (SW) | 4Q09 - 1 unit, 2Q10 - 2 units, 2Q12 - 1 unit |  |  |  |  | 44
| Baytown (SW) | 1Q11 - 1 unit, 2Q11 - 2 units |  |  |  |  | 42
| Brazos Valley (GE) | 1Q11 - 2 units |  |  |  |  | 12
| Westbrook (GE) | 2Q11 - 1 unit, 2Q12 - 1 unit |  |  |  |  | 15
| Los Medanos (GE) | 2Q11 - 2 units |  |  |  |  | 12
| Delta (SW) | 2Q08 - 1 unit |  |  |  |  | 15
| Hermiston (SW) | 4Q11 - 2 units |  |  |  |  | 19
| Pastoria (GE) | 2Q12 - 2 units |  |  |  |  | 20
189
| SW total | 11 units
| GE total | 8 units

## CPN Portfolio 11.7.12 (hidden)
Table of Operating Power Plants and Projects Under Advanced Development and Construction as of Novermber 7, 2012
[7 empty] | Calpine Net | Calpine Net
|  |  |  | U.S. State or |  | Calpine | Interest | Interest With
|  |  | NERC | Canadian |  | Interest | Baseload | Peaking
| SEGMENT /Power Plant |  | Region | Province | Technology | Percentage | (MW) (1)(3) | (MW) (2)(3) |  |  | Count of Plants
| WEST | [7 empty] | Count
Geothermal
| McCabe #5 & #6 |  | WECC | CA | Geothermal | 100% | 78 | 78 | 1 |  | 1
| Ridge Line #7 & #8 |  | WECC | CA | Geothermal | 100% | 69 | 69 | 2 |  | 2
| Calistoga |  | WECC | CA | Geothermal | 100% | 66 | 66 | 3 |  | 3
| Eagle Rock |  | WECC | CA | Geothermal | 100% | 66 | 66 | 4 |  | 4
| Quicksilver |  | WECC | CA | Geothermal | 100% | 53 | 53 | 5 |  | 5
| Cobb Creek |  | WECC | CA | Geothermal | 100% | 52 | 52 | 6 |  | 6
| Lake View |  | WECC | CA | Geothermal | 100% | 52 | 52 | 7 |  | 7
| Sulphur Springs |  | WECC | CA | Geothermal | 100% | 51 | 51 | 8 |  | 8
| Socrates |  | WECC | CA | Geothermal | 100% | 50 | 50 | 9 |  | 9
| Big Geysers |  | WECC | CA | Geothermal | 100% | 48 | 48 | 10 |  | 10
| Grant |  | WECC | CA | Geothermal | 100% | 43 | 43 | 11 |  | 11
| Sonoma |  | WECC | CA | Geothermal | 100% | 42 | 42 | 12 |  | 12
| West Ford Flat |  | WECC | CA | Geothermal | 100% | 24 | 24 | 13 |  | 13
| Aidlin |  | WECC | CA | Geothermal | 100% | 17 | 17 | 14 |  | 14
| Bear Canyon |  | WECC | CA | Geothermal | 100% | 14 | 14 | 15 |  | 15
Natural Gas-Fired
| Delta Energy Center |  | WECC | CA | Natural Gas | 100% | 835 | 857 | 16 |  | 16
| Pastoria Energy Center |  | WECC | CA | Natural Gas | 100% | 770 | 749 | 17 |  | 17
| Hermiston Power Project |  | WECC | OR | Natural Gas | 100% | 566 | 635 | #REF! |  | 18
| Otay Mesa Energy Center |  | WECC | CA | Natural Gas | 100% | 513 | 608 | #REF! |  | 19
| Metcalf Energy Center |  | WECC | CA | Natural Gas | 100% | 564 | 605 | #REF! |  | 20
| Sutter Energy Center |  | WECC | CA | Natural Gas | 100% | 542 | 578 | #REF! |  | 21
| Los Medanos Energy Center |  | WECC | CA | Natural Gas | 100% | 518 | 572 | #REF! |  | 22
| South Point Energy Center |  | WECC | AZ | Natural Gas | 100% | 520 | 530 | #REF! |  | 23
| Gilroy Energy Center |  | WECC | CA | Natural Gas | 100% | 0 | 141 | #REF! |  | 24
| Gilroy Cogeneration Plant |  | WECC | CA | Natural Gas | 100% | 109 | 130 | #REF! |  | 25
| King City Cogeneration Plant |  | WECC | CA | Natural Gas | 100% | 120 | 120 | #REF! |  | 26
| Greenleaf 1 Power Plant |  | WECC | CA | Natural Gas | 100% | 50 | 50 | #REF! |  | 27
| Greenleaf 2 Power Plant |  | WECC | CA | Natural Gas | 100% | 49 | 49 | #REF! |  | 28
| Wolfskill Energy Center |  | WECC | CA | Natural Gas | 100% | 0 | 48 | #REF! |  | 29
| Yuba City Energy Center |  | WECC | CA | Natural Gas | 100% | 0 | 47 | #REF! |  | 30
| Feather River Energy Center |  | WECC | CA | Natural Gas | 100% | 0 | 47 | #REF! |  | 31
| Creed Energy Center |  | WECC | CA | Natural Gas | 100% | 0 | 47 | #REF! |  | 32
| Lambie Energy Center |  | WECC | CA | Natural Gas | 100% | 0 | 47 | #REF! |  | 33
| Goose Haven Energy Center |  | WECC | CA | Natural Gas | 100% | 0 | 47 | #REF! |  | 34
| Riverview Energy Center |  | WECC | CA | Natural Gas | 100% | 0 | 47 | #REF! |  | 35
| King City Peaking Energy Center |  | WECC | CA | Natural Gas | 100% | 0 | 44 | #REF! |  | 36
| Agnews Power Plant |  | WECC | CA | Natural Gas | 100% | 28 | 28 | #REF! |  | 37
| Subtotal | [5 empty] | 5909 | 6751 | #REF!
TEXAS
| Deer Park Energy Center |  | TRE | TX | Natural Gas | 100% | 843 | 1014 |  |  | 38
| Baytown Energy Center |  | TRE | TX | Natural Gas | 100% | 782 | 842 | #REF! |  | 39
| Pasadena Power Plant |  | TRE | TX | Natural Gas | 100% | 763 | 781 | #REF! |  | 40
| Bosque Energy Center |  | TRE | TX | Natural Gas | 100% | 740 | 762 |  |  | 41
| Freestone Energy Center |  | TRE | TX | Natural Gas | 75% | 779 | 746 | #REF! |  | 42
| Magic Valley Generating Station |  | TRE | TX | Natural Gas | 100% | 662 | 692 | #REF! |  | 43
| Channel Energy Center |  | TRE | TX | Natural Gas | 100% | 463 | 608 | #REF! |  | 44
| Brazos Valley Power Plant |  | TRE | TX | Natural Gas | 100% | 520 | 606 | #REF! |  | 45
| Corpus Christi Energy Center |  | TRE | TX | Natural Gas | 100% | 426 | 500 | #REF! |  | 46
| Texas City Power Plant |  | TRE | TX | Natural Gas | 100% | 400 | 453 | #REF! |  | 47
| Clear Lake Power Plant |  | TRE | TX | Natural Gas | 100% | 344 | 400 | #REF! |  | 48
| Hidalgo Energy Center |  | TRE | TX | Natural Gas | 78.5% | 392 | 374 | #REF! |  | 49
| Freeport Energy Center(4) |  | TRE | TX | Natural Gas | 100% | 210 | 236 | #REF! |  | 50
| Subtotal | [5 empty] | 7324 | 8014 | #REF!
NORTH
| Bethlehem Energy Center |  | RFC | PA | Natural Gas | 100% | 1037 | 1130 |  |  | 51
| Hay Road Energy Center |  | RFC | DE | Natural Gas | 100% | 1030 | 1130 | #REF! |  | 52
| Edge Moor Energy Center |  | RFC | DE | Natural Gas | 100% | 0 | 725 | #REF! |  | 53
| Riverside Energy Center |  | MRO | WI | Natural Gas | 100% | 518 | 603 | #REF! |  | 54
| York Energy Center |  | RFC | PA | Natural Gas | 100% | 518.5 | 565 | #REF! |  | 55
| Westbrook Energy Center |  | NPCC | ME | Natural Gas | 100% | 552 | 552 |  |  | 56
| Greenfield Energy Centre(5) |  | NPCC | ON | Natural Gas | 50% | 422 | 519 | #REF! |  | 57
| RockGen Energy Center |  | MRO | WI | Natural Gas | 100% | 0 | 503 | #REF! |  | 58
| Zion Energy Center |  | RFC | IL | Natural Gas | 100% | 0 | 503 | #REF! |  | 59
| Mankato Power Plant |  | MRO | MN | Natural Gas | 100% | 280 | 375 | #REF! |  | 60
| Cumberland Energy Center |  | RFC | NJ | Natural Gas | 100% | 0 | 191 | #REF! |  | 61
| Deepwater Energy Center(6) |  | RFC | NJ | Natural Gas | 100% | 0 | 158 | #REF! |  | 62
| Kennedy International Airport Power Plant |  | NPCC | NY | Natural Gas | 100% | 110 | 121 | #REF! |  | 63
| Sherman Avenue Energy Center |  | RFC | NJ | Natural Gas | 100% | 0 | 92 | #REF! |  | 64
| Bethpage Energy Center 3 |  | NPCC | NY | Natural Gas | 100% | 60 | 80 | #REF! |  | 65
| Middle Energy Center(6) |  | RFC | NJ | Oil | 100% | 0 | 77 | #REF! |  | 66
| Carll's Corner Energy Center |  | RFC | NJ | Natural Gas | 100% | 0 | 73 | #REF! |  | 67
| Cedar Energy Center(6) |  | RFC | NJ | Oil | 100% | 0 | 68 | #REF! |  | 68
| Mickleton Energy Center |  | RFC | NJ | Natural Gas | 100% | 0 | 67 | #REF! |  | 69
| Missouri Avenue Energy Center(6) |  | RFC | NJ | Oil | 100% | 0 | 60 | #REF! |  | 70
| Bethpage Power Plant |  | NPCC | NY | Natural Gas | 100% | 55 | 56 | #REF! |  | 71
| Christiana Energy Center |  | RFC | DE | Oil | 100% | 0 | 53 | #REF! |  | 72
| Bethpage Peaker |  | NPCC | NY | Natural Gas | 100% | 0 | 48 | #REF! |  | 73
| Stony Brook Power Plant |  | NPCC | NY | Natural Gas | 100% | 45 | 47 | #REF! |  | 74
| Tasley Energy Center |  | RFC | VA | Oil | 100% | 0 | 33 | #REF! |  | 75
| Whitby Cogeneration(7) |  | NPCC | ON | Natural Gas | 50% | 25 | 25 | #REF! |  | 76
| Delaware City Energy Center |  | RFC | DE | Oil | 100% | 0 | 23 | #REF! |  | 77
| West Energy Center |  | RFC | DE | Oil | 100% | 0 | 20 | #REF! |  | 78
| Bayview Energy Center |  | RFC | VA | Oil | 100% | 0 | 12 | #REF! |  | 79
| Crisfield Energy Center |  | RFC | MD | Oil | 100% | 0 | 10 | #REF! |  | 80
| Vineland Solar Energy Center |  | RFC | NJ | Solar | 100% | 0 | 4 | #REF! |  | 81
| Subtotal | [5 empty] | 4652.5 | 7923 | #REF! | Total count of pwr plants
SOUTHEAST
| Oneta Energy Center |  | SPP | OK | Natural Gas | 100% | 980 | 1134 |  |  | 82
| Broad River Energy Center |  | SERC | SC | Natural Gas | 100% | 0 | 847 | #REF! |  | 83
| Morgan Energy Center |  | SERC | AL | Natural Gas | 100% | 720 | 807 | #REF! |  | 84
| Decatur Energy Center |  | SERC | AL | Natural Gas | 100% | 782 | 795 | #REF! |  | 85
| Columbia Energy Center |  | SERC | SC | Natural Gas | 100% | 455 | 606 | #REF! |  | 86
| Osprey Energy Center |  | FRCC | FL | Natural Gas | 100% | 537 | 599 | #REF! |  | 87
| Carville Energy Center |  | SERC | LA | Natural Gas | 100% | 449 | 501 | #REF! |  | 88
| Hog Bayou Energy Center |  | SERC | AL | Natural Gas | 100% | 235 | 237 | #REF! |  | 89
| Santa Rosa Energy Center |  | SERC | FL | Natural Gas | 100% | 235 | 225 | #REF! |  | 90
| Pine Bluff Energy Center |  | SERC | AR | Natural Gas | 100% | 184 | 215 | #REF! |  | 91
| Auburndale Peaking Energy Center |  | FRCC | FL | Natural Gas | 100% | 0 | 117 | #REF! |  | 92 | Total number of plants
| Subtotal | [5 empty] | 4577 | 6083 | #REF!
| Total operating power plants | 92 |  |  |  |  | 22462.5 | 28771
Projects Under Advanced Development and Construction
Projects under advanced development
| Garrison Energy Center |  | RFC | DE | Natural Gas | 100% | 273 | 309
| Channel Energy Center Expansion |  | TRE | TX | Natural Gas | 100% | 260 | 200
| Deer Park Energy Center Expansion |  | TRE | TX | Natural Gas | 100% | 260 | 190
Projects under construction
| Russell City Energy Center (8) |  | WECC | CA | Natural Gas | 75% | 429 | 464.25
| Los Esteros Critical Energy Facility(9) |  | WECC | CA | Natural Gas | 100% | 243 | 309 | #REF!
| Total operating power plants and projects under advanced development and construction | [5 empty] | 23927.5 | 30243.25 | #REF!
-1 | Natural gas-fired fleet capacities are generally derived on as-built as-designed outputs, including upgrades, based on site specific annual average temperatures and average process steam flows for cogeneration power plants, as applicable. Geothermal capacities are derived from historical generation output and steam reservoir modeling under average ambient conditions (temperatures and rainfall).
-2 | Natural gas-fired fleet peaking capacities are primarily derived on as-built as-designed peaking outputs based on site specific average summer temperatures and include power enhancement features such as heat recovery steam generator duct-firing, gas turbine power augmentation, and/or other power augmentation features. For certain power plants with definitive contracts, capacities at contract conditions have been included. Oil-fired capacities reflect capacity test results.
-3 | These outputs do not factor in the typical MW loss and recovery profiles over time, which natural-gas fired turbine power plants display associated with their planned major maintenance schedules.
-4 | Freeport Energy Center is owned by Calpine; however, it is contracted and operated by The Dow Chemical Company.
-5 | Calpine holds a 50% partnership interest in Greenfield Energy Centre through its subsidiaries; however, it is operated by a third party.
-6 | We have provided notice to PJM that we plan to retire these units before commencement of the PJM Reliability Pricing Model 2015/2016 delivery year.
-7 | Calpine holds a 50% partnership interest in Whitby Cogeneration through its subsidiaries; however, it is operated by Atlantic Packaging Products Ltd.
-8 | Calpine holds a 75% majority interest in Russell City Energy Center.
-9 | Los Esteros Critical Energy Facility is currently under construction to upgrade from a 188 MW simple-cycle generation power plant to a 309 MW combined-cycle generation power plant.

## Recon 11.7.12 (hidden)
Table of Operating Power Plants and Projects Under Advanced Development/Construction Recon
|  | West | Texas | North | Southeast |  | Total | Check | Notes
| Operating MW Capacities at 9.30.12: | 6751 | 7252 | 7923 | 6083 |  | 28009 | 0
| Calpine Bosque Energy Center |  | 762 |  |  |  | 762
0
0
| Operating MW Capacities at 11.7.12: | 6751 | 8014 | 7923 | 6083 | 0 | 28771 | 762
Proj under advanced development/construction:
Proj under advanced development
| Garrison Energy Center |  |  | 309 |  |  | 309
| Channel Energy Center Expansion |  | 200 |  |  |  | 200
| Deer Park Energy Center Expansion |  | 190 |  |  |  | 190
Proj under construction
| Russell City Energy Center | 464.25 |  |  |  |  | 464.25
| Upgrade - Los Esteros | 309 |  |  |  |  | 309
| Total under development/construction | 773.25 | 390 | 309 | 0 |  | 1472.25
| Grand Total Net Peak Interest | 7524.25 | 8404 | 8232 | 6083 |  | 30243.25 | 762
[8 empty] | 762 | 11/7/2012 - Q3 2012

## CPN Portfolio Q3'12 (hidden)
Table of Operating Power Plants and Projects Under Advanced Development and Construction as of September 30, 2012
[7 empty] | Calpine Net | Calpine Net
|  |  |  | U.S. State or |  | Calpine | Interest | Interest With
|  |  | NERC | Canadian |  | Interest | Baseload | Peaking
| SEGMENT /Power Plant |  | Region | Province | Technology | Percentage | (MW) (1)(3) | (MW) (2)(3) |  |  | Count of Plants
| WEST | [7 empty] | Count
Geothermal
| McCabe #5 & #6 |  | WECC | CA | Geothermal | 100% | 78 | 78 | 1 |  | 1
| Ridge Line #7 & #8 |  | WECC | CA | Geothermal | 100% | 69 | 69 | 2 |  | 2
| Calistoga |  | WECC | CA | Geothermal | 100% | 66 | 66 | 3 |  | 3
| Eagle Rock |  | WECC | CA | Geothermal | 100% | 66 | 66 | 4 |  | 4
| Quicksilver |  | WECC | CA | Geothermal | 100% | 53 | 53 | 5 |  | 5
| Cobb Creek |  | WECC | CA | Geothermal | 100% | 52 | 52 | 6 |  | 6
| Lake View |  | WECC | CA | Geothermal | 100% | 52 | 52 | 7 |  | 7
| Sulphur Springs |  | WECC | CA | Geothermal | 100% | 51 | 51 | 8 |  | 8
| Socrates |  | WECC | CA | Geothermal | 100% | 50 | 50 | 9 |  | 9
| Big Geysers |  | WECC | CA | Geothermal | 100% | 48 | 48 | 10 |  | 10
| Grant |  | WECC | CA | Geothermal | 100% | 43 | 43 | 11 |  | 11
| Sonoma |  | WECC | CA | Geothermal | 100% | 42 | 42 | 12 |  | 12
| West Ford Flat |  | WECC | CA | Geothermal | 100% | 24 | 24 | 13 |  | 13
| Aidlin |  | WECC | CA | Geothermal | 100% | 17 | 17 | 14 |  | 14
| Bear Canyon |  | WECC | CA | Geothermal | 100% | 14 | 14 | 15 |  | 15
Natural Gas-Fired
| Delta Energy Center |  | WECC | CA | Natural Gas | 100% | 835 | 857 | 16 |  | 16
| Pastoria Energy Center |  | WECC | CA | Natural Gas | 100% | 770 | 749 | 17 |  | 17
| Hermiston Power Project |  | WECC | OR | Natural Gas | 100% | 566 | 635 | #REF! |  | 18
| Otay Mesa Energy Center |  | WECC | CA | Natural Gas | 100% | 513 | 608 | #REF! |  | 19
| Metcalf Energy Center |  | WECC | CA | Natural Gas | 100% | 564 | 605 | #REF! |  | 20
| Sutter Energy Center |  | WECC | CA | Natural Gas | 100% | 542 | 578 | #REF! |  | 21
| Los Medanos Energy Center |  | WECC | CA | Natural Gas | 100% | 518 | 572 | #REF! |  | 22
| South Point Energy Center |  | WECC | AZ | Natural Gas | 100% | 520 | 530 | #REF! |  | 23
| Gilroy Energy Center |  | WECC | CA | Natural Gas | 100% | 0 | 141 | #REF! |  | 24
| Gilroy Cogeneration Plant |  | WECC | CA | Natural Gas | 100% | 109 | 130 | #REF! |  | 25
| King City Cogeneration Plant |  | WECC | CA | Natural Gas | 100% | 120 | 120 | #REF! |  | 26
| Greenleaf 1 Power Plant |  | WECC | CA | Natural Gas | 100% | 50 | 50 | #REF! |  | 27
| Greenleaf 2 Power Plant |  | WECC | CA | Natural Gas | 100% | 49 | 49 | #REF! |  | 28
| Wolfskill Energy Center |  | WECC | CA | Natural Gas | 100% | 0 | 48 | #REF! |  | 29
| Yuba City Energy Center |  | WECC | CA | Natural Gas | 100% | 0 | 47 | #REF! |  | 30
| Feather River Energy Center |  | WECC | CA | Natural Gas | 100% | 0 | 47 | #REF! |  | 31
| Creed Energy Center |  | WECC | CA | Natural Gas | 100% | 0 | 47 | #REF! |  | 32
| Lambie Energy Center |  | WECC | CA | Natural Gas | 100% | 0 | 47 | #REF! |  | 33
| Goose Haven Energy Center |  | WECC | CA | Natural Gas | 100% | 0 | 47 | #REF! |  | 34
| Riverview Energy Center |  | WECC | CA | Natural Gas | 100% | 0 | 47 | #REF! |  | 35
| King City Peaking Energy Center |  | WECC | CA | Natural Gas | 100% | 0 | 44 | #REF! |  | 36
| Agnews Power Plant |  | WECC | CA | Natural Gas | 100% | 28 | 28 | #REF! |  | 37
| Subtotal | [5 empty] | 5909 | 6751 | #REF!
TEXAS
| Deer Park Energy Center |  | TRE | TX | Natural Gas | 100% | 843 | 1014 |  |  | 38
| Baytown Energy Center |  | TRE | TX | Natural Gas | 100% | 782 | 842 | #REF! |  | 39
| Pasadena Power Plant |  | TRE | TX | Natural Gas | 100% | 763 | 781 | #REF! |  | 40
| Freestone Energy Center |  | TRE | TX | Natural Gas | 75% | 779 | 746 | #REF! |  | 41
| Magic Valley Generating Station |  | TRE | TX | Natural Gas | 100% | 662 | 692 | #REF! |  | 42
| Channel Energy Center |  | TRE | TX | Natural Gas | 100% | 463 | 608 | #REF! |  | 43
| Brazos Valley Power Plant |  | TRE | TX | Natural Gas | 100% | 520 | 606 | #REF! |  | 44
| Corpus Christi Energy Center |  | TRE | TX | Natural Gas | 100% | 426 | 500 | #REF! |  | 45
| Texas City Power Plant |  | TRE | TX | Natural Gas | 100% | 400 | 453 | #REF! |  | 46
| Clear Lake Power Plant |  | TRE | TX | Natural Gas | 100% | 344 | 400 | #REF! |  | 47
| Hidalgo Energy Center |  | TRE | TX | Natural Gas | 78.5% | 392 | 374 | #REF! |  | 48
| Freeport Energy Center(4) |  | TRE | TX | Natural Gas | 100% | 210 | 236 | #REF! |  | 49
| Subtotal | [5 empty] | 6584 | 7252 | #REF!
NORTH
| Bethlehem Energy Center |  | RFC | PA | Natural Gas | 100% | 1037 | 1130 |  |  | 50
| Hay Road Energy Center |  | RFC | DE | Natural Gas | 100% | 1030 | 1130 | #REF! |  | 51
| Edge Moor Energy Center |  | RFC | DE | Natural Gas | 100% | 0 | 725 | #REF! |  | 52
| Riverside Energy Center |  | MRO | WI | Natural Gas | 100% | 518 | 603 | #REF! |  | 53
| York Energy Center |  | RFC | PA | Natural Gas | 100% | 518.5 | 565 | #REF! |  | 54
| Westbrook Energy Center |  | NPCC | ME | Natural Gas | 100% | 552 | 552 |  |  | 55
| Greenfield Energy Centre(5) |  | NPCC | ON | Natural Gas | 50% | 422 | 519 | #REF! |  | 56
| RockGen Energy Center |  | MRO | WI | Natural Gas | 100% | 0 | 503 | #REF! |  | 57
| Zion Energy Center |  | RFC | IL | Natural Gas | 100% | 0 | 503 | #REF! |  | 58
| Mankato Power Plant |  | MRO | MN | Natural Gas | 100% | 280 | 375 | #REF! |  | 59
| Cumberland Energy Center |  | RFC | NJ | Natural Gas | 100% | 0 | 191 | #REF! |  | 60
| Deepwater Energy Center(6) |  | RFC | NJ | Natural Gas | 100% | 0 | 158 | #REF! |  | 61
| Kennedy International Airport Power Plant |  | NPCC | NY | Natural Gas | 100% | 110 | 121 | #REF! |  | 62
| Sherman Avenue Energy Center |  | RFC | NJ | Natural Gas | 100% | 0 | 92 | #REF! |  | 63
| Bethpage Energy Center 3 |  | NPCC | NY | Natural Gas | 100% | 60 | 80 | #REF! |  | 64
| Middle Energy Center(6) |  | RFC | NJ | Oil | 100% | 0 | 77 | #REF! |  | 65
| Carll's Corner Energy Center |  | RFC | NJ | Natural Gas | 100% | 0 | 73 | #REF! |  | 66
| Cedar Energy Center(6) |  | RFC | NJ | Oil | 100% | 0 | 68 | #REF! |  | 67
| Mickleton Energy Center |  | RFC | NJ | Natural Gas | 100% | 0 | 67 | #REF! |  | 68
| Missouri Avenue Energy Center(6) |  | RFC | NJ | Oil | 100% | 0 | 60 | #REF! |  | 69
| Bethpage Power Plant |  | NPCC | NY | Natural Gas | 100% | 55 | 56 | #REF! |  | 70
| Christiana Energy Center |  | RFC | DE | Oil | 100% | 0 | 53 | #REF! |  | 71
| Bethpage Peaker |  | NPCC | NY | Natural Gas | 100% | 0 | 48 | #REF! |  | 72
| Stony Brook Power Plant |  | NPCC | NY | Natural Gas | 100% | 45 | 47 | #REF! |  | 73
| Tasley Energy Center |  | RFC | VA | Oil | 100% | 0 | 33 | #REF! |  | 74
| Whitby Cogeneration(7) |  | NPCC | ON | Natural Gas | 50% | 25 | 25 | #REF! |  | 75
| Delaware City Energy Center |  | RFC | DE | Oil | 100% | 0 | 23 | #REF! |  | 76
| West Energy Center |  | RFC | DE | Oil | 100% | 0 | 20 | #REF! |  | 77
| Bayview Energy Center |  | RFC | VA | Oil | 100% | 0 | 12 | #REF! |  | 78
| Crisfield Energy Center |  | RFC | MD | Oil | 100% | 0 | 10 | #REF! |  | 79
| Vineland Solar Energy Center |  | RFC | NJ | Solar | 100% | 0 | 4 | #REF! |  | 80
| Subtotal | [5 empty] | 4652.5 | 7923 | #REF! | Total count of pwr plants
SOUTHEAST
| Oneta Energy Center |  | SPP | OK | Natural Gas | 100% | 980 | 1134 |  |  | 81
| Broad River Energy Center |  | SERC | SC | Natural Gas | 100% | 0 | 847 | #REF! |  | 82
| Morgan Energy Center |  | SERC | AL | Natural Gas | 100% | 720 | 807 | #REF! |  | 83
| Decatur Energy Center |  | SERC | AL | Natural Gas | 100% | 782 | 795 | #REF! |  | 84
| Columbia Energy Center |  | SERC | SC | Natural Gas | 100% | 455 | 606 | #REF! |  | 85
| Osprey Energy Center |  | FRCC | FL | Natural Gas | 100% | 537 | 599 | #REF! |  | 86
| Carville Energy Center |  | SERC | LA | Natural Gas | 100% | 449 | 501 | #REF! |  | 87
| Hog Bayou Energy Center |  | SERC | AL | Natural Gas | 100% | 235 | 237 | #REF! |  | 88
| Santa Rosa Energy Center |  | SERC | FL | Natural Gas | 100% | 235 | 225 | #REF! |  | 89
| Pine Bluff Energy Center |  | SERC | AR | Natural Gas | 100% | 184 | 215 | #REF! |  | 90
| Auburndale Peaking Energy Center |  | FRCC | FL | Natural Gas | 100% | 0 | 117 | #REF! |  | 91 | Total number of plants
| Subtotal | [5 empty] | 4577 | 6083 | #REF!
| Total operating power plants | 91 |  |  |  |  | 21722.5 | 28009
Projects Under Advanced Development and Construction
Projects under advanced development
| Garrison Energy Center |  | RFC | DE | Natural Gas | 100% | 273 | 309
| Channel Energy Center Expansion |  | TRE | TX | Natural Gas | 100% | 260 | 200
| Deer Park Energy Center Expansion |  | TRE | TX | Natural Gas | 100% | 260 | 190
Projects under construction
| Russell City Energy Center (8) |  | WECC | CA | Natural Gas | 75% | 429 | 464.25
| Los Esteros Critical Energy Facility(9) |  | WECC | CA | Natural Gas | 100% | 243 | 309 | #REF!
| Total operating power plants and projects under advanced development and construction | [5 empty] | 23187.5 | 29481.25 | #REF!
-1 | Natural gas-fired fleet capacities are generally derived on as-built as-designed outputs, including upgrades, based on site specific annual average temperatures and average process steam flows for cogeneration power plants, as applicable. Geothermal capacities are derived from historical generation output and steam reservoir modeling under average ambient conditions (temperatures and rainfall).
-2 | Natural gas-fired fleet peaking capacities are primarily derived on as-built as-designed peaking outputs based on site specific average summer temperatures and include power enhancement features such as heat recovery steam generator duct-firing, gas turbine power augmentation, and/or other power augmentation features. For certain power plants with definitive contracts, capacities at contract conditions have been included. Oil-fired capacities reflect capacity test results.
-3 | These outputs do not factor in the typical MW loss and recovery profiles over time, which natural-gas fired turbine power plants display associated with their planned major maintenance schedules.
-4 | Freeport Energy Center is owned by Calpine; however, it is contracted and operated by The Dow Chemical Company.
-5 | Calpine holds a 50% partnership interest in Greenfield Energy Centre through its subsidiaries; however, it is operated by a third party.
-6 | We have provided notice to PJM that we plan to retire these units before commencement of the PJM Reliability Pricing Model 2015/2016 delivery year.
-7 | Calpine holds a 50% partnership interest in Whitby Cogeneration through its subsidiaries; however, it is operated by Atlantic Packaging Products Ltd.
-8 | Calpine holds a 75% majority interest in Russell City Energy Center.
-9 | Los Esteros Critical Energy Facility is currently under construction to upgrade from a 188 MW simple-cycle generation power plant to a 309 MW combined-cycle generation power plant.

## Recon Q3'12 (hidden)
Table of Operating Power Plants and Projects Under Advanced Development/Construction Recon
|  | West | Texas | North | Southeast |  | Total | Check | Notes
| Operating MW Capacities at 6.30.12: | 6751 | 7252 | 7923 | 6083 |  | 28009 | 0
0
0
0
| Operating MW Capacities at 9.30.12: | 6751 | 7252 | 7923 | 6083 | 0 | 28009 | 0
Proj under advanced development/construction:
Proj under advanced development
| Garrison Energy Center |  |  | 309 |  |  | 309
| Channel Energy Center Expansion |  | 200 |  |  |  | 200
| Deer Park Energy Center Expansion |  | 190 |  |  |  | 190
Proj under construction
| Russell City Energy Center | 464.25 |  |  |  |  | 464.25
| Upgrade - Los Esteros | 309 |  |  |  |  | 309
| Total under development/construction | 773.25 | 390 | 309 | 0 |  | 1472.25
| Grand Total Net Peak Interest | 7524.25 | 7642 | 8232 | 6083 |  | 29481.25 | 0
[8 empty] | 0 | Q3 2012 - Q2 2012

## CPN Portfolio Q2'12 (hidden)
Table of Operating Power Plants and Projects Under Advanced Development and Construction as of June 30, 2012
[6 empty] | Calpine Net | Calpine Net
|  |  | U.S. State or |  | Calpine | Interest | Interest With
|  | NERC | Canadian |  | Interest | Baseload | Peaking
| SEGMENT /Power Plant | Region | Province | Technology | Percentage | (MW) (1)(3) | (MW) (2)(3) |  |  | Count of Plants
| WEST | [6 empty] | Count
Geothermal
| McCabe #5 & #6 | WECC | CA | Geothermal | 100% | 78 | 78 | 1 |  | 1
| Ridge Line #7 & #8 | WECC | CA | Geothermal | 100% | 69 | 69 | 2 |  | 2
| Calistoga | WECC | CA | Geothermal | 100% | 66 | 66 | 3 |  | 3
| Eagle Rock | WECC | CA | Geothermal | 100% | 66 | 66 | 4 |  | 4
| Quicksilver | WECC | CA | Geothermal | 100% | 53 | 53 | 5 |  | 5
| Cobb Creek | WECC | CA | Geothermal | 100% | 52 | 52 | 6 |  | 6
| Lake View | WECC | CA | Geothermal | 100% | 52 | 52 | 7 |  | 7
| Sulphur Springs | WECC | CA | Geothermal | 100% | 51 | 51 | 8 |  | 8
| Socrates | WECC | CA | Geothermal | 100% | 50 | 50 | 9 |  | 9
| Big Geysers | WECC | CA | Geothermal | 100% | 48 | 48 | 10 |  | 10
| Grant | WECC | CA | Geothermal | 100% | 43 | 43 | 11 |  | 11
| Sonoma | WECC | CA | Geothermal | 100% | 42 | 42 | 12 |  | 12
| West Ford Flat | WECC | CA | Geothermal | 100% | 24 | 24 | 13 |  | 13
| Aidlin | WECC | CA | Geothermal | 100% | 17 | 17 | 14 |  | 14
| Bear Canyon | WECC | CA | Geothermal | 100% | 14 | 14 | 15 |  | 15
Natural Gas-Fired
| Delta Energy Center | WECC | CA | Natural Gas | 100% | 835 | 857 | 16 |  | 16
| Pastoria Energy Center | WECC | CA | Natural Gas | 100% | 770 | 749 | 17 |  | 17
| Hermiston Power Project | WECC | OR | Natural Gas | 100% | 566 | 635 | #REF! |  | 18
| Otay Mesa Energy Center | WECC | CA | Natural Gas | 100% | 513 | 608 | #REF! |  | 19
| Metcalf Energy Center | WECC | CA | Natural Gas | 100% | 564 | 605 | #REF! |  | 20
| Sutter Energy Center | WECC | CA | Natural Gas | 100% | 542 | 578 | #REF! |  | 21
| Los Medanos Energy Center | WECC | CA | Natural Gas | 100% | 518 | 572 | #REF! |  | 22
| South Point Energy Center | WECC | AZ | Natural Gas | 100% | 520 | 530 | #REF! |  | 23
| Gilroy Energy Center | WECC | CA | Natural Gas | 100% | 0 | 141 | #REF! |  | 24
| Gilroy Cogeneration Plant | WECC | CA | Natural Gas | 100% | 109 | 130 | #REF! |  | 25
| King City Cogeneration Plant | WECC | CA | Natural Gas | 100% | 120 | 120 | #REF! |  | 26
| Greenleaf 1 Power Plant | WECC | CA | Natural Gas | 100% | 50 | 50 | #REF! |  | 27
| Greenleaf 2 Power Plant | WECC | CA | Natural Gas | 100% | 49 | 49 | #REF! |  | 28
| Wolfskill Energy Center | WECC | CA | Natural Gas | 100% | 0 | 48 | #REF! |  | 29
| Yuba City Energy Center | WECC | CA | Natural Gas | 100% | 0 | 47 | #REF! |  | 30
| Feather River Energy Center | WECC | CA | Natural Gas | 100% | 0 | 47 | #REF! |  | 31
| Creed Energy Center | WECC | CA | Natural Gas | 100% | 0 | 47 | #REF! |  | 32
| Lambie Energy Center | WECC | CA | Natural Gas | 100% | 0 | 47 | #REF! |  | 33
| Goose Haven Energy Center | WECC | CA | Natural Gas | 100% | 0 | 47 | #REF! |  | 34
| Riverview Energy Center | WECC | CA | Natural Gas | 100% | 0 | 47 | #REF! |  | 35
| King City Peaking Energy Center | WECC | CA | Natural Gas | 100% | 0 | 44 | #REF! |  | 36
| Agnews Power Plant | WECC | CA | Natural Gas | 100% | 28 | 28 | #REF! |  | 37
| Subtotal |  |  |  |  | 5909 | 6751 | #REF!
TEXAS
| Deer Park Energy Center | TRE | TX | Natural Gas | 100% | 843 | 1014 |  |  | 38
| Baytown Energy Center | TRE | TX | Natural Gas | 100% | 782 | 842 | #REF! |  | 39
| Pasadena Power Plant | TRE | TX | Natural Gas | 100% | 763 | 781 | #REF! |  | 40
| Freestone Energy Center | TRE | TX | Natural Gas | 75% | 779 | 746 | #REF! |  | 41
| Magic Valley Generating Station | TRE | TX | Natural Gas | 100% | 662 | 692 | #REF! |  | 42
| Channel Energy Center | TRE | TX | Natural Gas | 100% | 463 | 608 | #REF! |  | 43
| Brazos Valley Power Plant | TRE | TX | Natural Gas | 100% | 520 | 606 | #REF! |  | 44
| Corpus Christi Energy Center | TRE | TX | Natural Gas | 100% | 426 | 500 | #REF! |  | 45
| Texas City Power Plant | TRE | TX | Natural Gas | 100% | 400 | 453 | #REF! |  | 46
| Clear Lake Power Plant | TRE | TX | Natural Gas | 100% | 344 | 400 | #REF! |  | 47
| Hidalgo Energy Center | TRE | TX | Natural Gas | 78.5% | 392 | 374 | #REF! |  | 48
| Freeport Energy Center(4) | TRE | TX | Natural Gas | 100% | 210 | 236 | #REF! |  | 49
| Subtotal |  |  |  |  | 6584 | 7252 | #REF!
NORTH
| Bethlehem Energy Center | RFC | PA | Natural Gas | 100% | 1037 | 1130 |  |  | 50
| Hay Road Energy Center | RFC | DE | Natural Gas | 100% | 1030 | 1130 | #REF! |  | 51
| Edge Moor Energy Center | RFC | DE | Natural Gas | 100% | 0 | 725 | #REF! |  | 52
| Riverside Energy Center | MRO | WI | Natural Gas | 100% | 518 | 603 | #REF! |  | 53
| York Energy Center | RFC | PA | Natural Gas | 100% | 518.5 | 565 | #REF! |  | 54
| Westbrook Energy Center | NPCC | ME | Natural Gas | 100% | 552 | 552 |  |  | 55
| Greenfield Energy Centre(5) | NPCC | ON | Natural Gas | 50% | 422 | 519 | #REF! |  | 56
| RockGen Energy Center | MRO | WI | Natural Gas | 100% | 0 | 503 | #REF! |  | 57
| Zion Energy Center | RFC | IL | Natural Gas | 100% | 0 | 503 | #REF! |  | 58
| Mankato Power Plant | MRO | MN | Natural Gas | 100% | 280 | 375 | #REF! |  | 59
| Cumberland Energy Center | RFC | NJ | Natural Gas | 100% | 0 | 191 | #REF! |  | 60
| Deepwater Energy Center(6) | RFC | NJ | Natural Gas | 100% | 0 | 158 | #REF! |  | 61
| Kennedy International Airport Power Plant | NPCC | NY | Natural Gas | 100% | 110 | 121 | #REF! |  | 62
| Sherman Avenue Energy Center | RFC | NJ | Natural Gas | 100% | 0 | 92 | #REF! |  | 63
| Bethpage Energy Center 3 | NPCC | NY | Natural Gas | 100% | 60 | 80 | #REF! |  | 64
| Middle Energy Center | RFC | NJ | Oil | 100% | 0 | 77 | #REF! |  | 65
| Carll's Corner Energy Center | RFC | NJ | Natural Gas | 100% | 0 | 73 | #REF! |  | 66
| Cedar Energy Center(6) | RFC | NJ | Oil | 100% | 0 | 68 | #REF! |  | 67
| Mickleton Energy Center | RFC | NJ | Natural Gas | 100% | 0 | 67 | #REF! |  | 68
| Missouri Avenue Energy Center(6) | RFC | NJ | Oil | 100% | 0 | 60 | #REF! |  | 69
| Bethpage Power Plant | NPCC | NY | Natural Gas | 100% | 55 | 56 | #REF! |  | 70
| Christiana Energy Center | RFC | DE | Oil | 100% | 0 | 53 | #REF! |  | 71
| Bethpage Peaker | NPCC | NY | Natural Gas | 100% | 0 | 48 | #REF! |  | 72
| Stony Brook Power Plant | NPCC | NY | Natural Gas | 100% | 45 | 47 | #REF! |  | 73
| Tasley Energy Center | RFC | VA | Oil | 100% | 0 | 33 | #REF! |  | 74
| Whitby Cogeneration(7) | NPCC | ON | Natural Gas | 50% | 25 | 25 | #REF! |  | 75
| Delaware City Energy Center | RFC | DE | Oil | 100% | 0 | 23 | #REF! |  | 76
| West Energy Center | RFC | DE | Oil | 100% | 0 | 20 | #REF! |  | 77
| Bayview Energy Center | RFC | VA | Oil | 100% | 0 | 12 | #REF! |  | 78
| Crisfield Energy Center | RFC | MD | Oil | 100% | 0 | 10 | #REF! |  | 79
| Vineland Solar Energy Center | RFC | NJ | Solar | 100% | 0 | 4 | #REF! |  | 80
| Subtotal |  |  |  |  | 4652.5 | 7923 | #REF! | Total count of pwr plants
SOUTHEAST
| Oneta Energy Center | SPP | OK | Natural Gas | 100% | 980 | 1134 |  |  | 81
| Broad River Energy Center | SERC | SC | Natural Gas | 100% | 0 | 847 | #REF! |  | 82
| Morgan Energy Center | SERC | AL | Natural Gas | 100% | 720 | 807 | #REF! |  | 83
| Decatur Energy Center | SERC | AL | Natural Gas | 100% | 782 | 795 | #REF! |  | 84
| Columbia Energy Center | SERC | SC | Natural Gas | 100% | 455 | 606 | #REF! |  | 85
| Osprey Energy Center | FRCC | FL | Natural Gas | 100% | 537 | 599 | #REF! |  | 86
| Carville Energy Center | SERC | LA | Natural Gas | 100% | 449 | 501 | #REF! |  | 87
| Hog Bayou Energy Center | SERC | AL | Natural Gas | 100% | 235 | 237 | #REF! |  | 88
| Santa Rosa Energy Center | SERC | FL | Natural Gas | 100% | 235 | 225 | #REF! |  | 89
| Pine Bluff Energy Center | SERC | AR | Natural Gas | 100% | 184 | 215 | #REF! |  | 90
| Auburndale Peaking Energy Center | FRCC | FL | Natural Gas | 100% | 0 | 117 | #REF! |  | 91 | Total number of plants
| Subtotal |  |  |  |  | 4577 | 6083 | #REF!
| Total operating power plants (92) |  |  |  |  | 21722.5 | 28009
Projects Under Advanced Development and Construction
Projects under advanced development
| Garrison Energy Center | RFC | DE | Natural Gas | 100% | 273 | 309
| Channel Energy Center Expansion | TRE | TX | Natural Gas | 100% | 260 | 200
| Deer Park Energy Center Expansion | TRE | TX | Natural Gas | 100% | 260 | 190
Projects under construction
| Russell City Energy Center (8) | WECC | CA | Natural Gas | 75% | 429 | 464.25
| Los Esteros Critical Energy Facility(9) | WECC | CA | Natural Gas | 100% | 243 | 309 | #REF!
| Total operating power plants and projects under advanced development and construction |  |  |  |  | 23187.5 | 29481.25 | #REF!
-1 | Natural gas-fired fleet capacities are generally derived on as-built as-designed outputs, including upgrades, based on site specific annual average temperatures and average process steam flows for cogeneration power plants, as applicable. Geothermal capacities are derived from historical generation output and steam reservoir modeling under average ambient conditions (temperatures and rainfall).
-2 | Natural gas-fired fleet peaking capacities are primarily derived on as-built as-designed peaking outputs based on site specific average summer temperatures and include power enhancement features such as heat recovery steam generator duct-firing, gas turbine power augmentation, and/or other power augmentation features. For certain power plants with definitive contracts, capacities at contract conditions have been included. Oil-fired capacities reflect capacity test results.
-3 | These outputs do not factor in the typical MW loss and recovery profiles over time, which natural-gas fired turbine power plants display associated with their planned major maintenance schedules.
-4 | Freeport Energy Center is owned by Calpine; however, it is contracted and operated by The Dow Chemical Company.
-5 | Calpine holds a 50% partnership interest in Greenfield Energy Centre through its subsidiaries; however, it is operated by a third party.
-6 | We have provided notice to PJM that we plan to retire these units before commencement of the PJM Reliability Pricing Model 2015/2016 delivery year.
-7 | Calpine holds a 50% partnership interest in Whitby Cogeneration through its subsidiaries; however, it is operated by Atlantic Packaging Products Ltd.
-8 | Calpine holds a 75% majority interest in Russell City Energy Center.
-9 | Los Esteros Critical Energy Facility is currently under construction to upgrade from a 188 MW simple-cycle generation power plant to a 309 MW combined-cycle generation power plant.

## Recon Q2'12 (hidden)
Table of Operating Power Plants and Projects Under Advanced Development/Construction Recon
|  | West | Texas | North | Southeast |  | Total | Check | Notes
| Operating MW Capacities at 12.31.11: | 6731 | 7239 | 7914 | 6083 |  | 27967 | 0
| Pastoria Energy Center Upgrade | 20 |  |  |  |  | 20 |  | 2 GE Turbine
| Deer Park Energy Center Upgrade |  | 13 |  |  |  | 13 |  | 1 Simens Turbine
| Westbrook Energy Center Upgrade |  |  | 9 |  |  | 9 |  | 1 GE Turbine
| Operating MW Capacities at 6.30.12: | 6751 | 7252 | 7923 | 6083 | 0 | 28009 | 0 | Total 4 Turbine Upgrades
Proj under advanced development/construction:
Proj under advanced development
| Garrison Energy Center |  |  | 309 |  |  | 309
| Channel Energy Center Expansion |  | 200 |  |  |  | 200
| Deer Park Energy Center Expansion |  | 190 |  |  |  | 190
Proj under construction
| Russell City Energy Center | 464.25 |  |  |  |  | 464.25
| Upgrade - Los Esteros | 309 |  |  |  |  | 309
| Total under development/construction | 773.25 | 390 | 309 | 0 |  | 1472.25
| Grand Total Net Peak Interest | 7524.25 | 7642 | 8232 | 6083 |  | 29481.25 | 0
[8 empty] | -741 | Q2 2012 - Q1 2012

## CPN Portfolio Q1'12 (hidden)
Table of Operating Power Plants and Projects Under Construction as of March 31, 2012
[6 empty] | Calpine Net | Calpine Net
|  |  | U.S. State or |  | Calpine | Interest | Interest With
|  | NERC | Canadian |  | Interest | Baseload | Peaking
| SEGMENT /Power Plant | Region | Province | Technology | Percentage | (MW) (1)(3) | (MW) (2)(3) |  |  | Count of Plants
| WEST | [6 empty] | Count
Geothermal
| McCabe #5 & #6 | WECC | CA | Geothermal | 100% | 78 | 78 | 1 |  | 1
| Ridge Line #7 & #8 | WECC | CA | Geothermal | 100% | 69 | 69 | 2 |  | 2
| Calistoga | WECC | CA | Geothermal | 100% | 66 | 66 | 3 |  | 3
| Eagle Rock | WECC | CA | Geothermal | 100% | 66 | 66 | 4 |  | 4
| Quicksilver | WECC | CA | Geothermal | 100% | 53 | 53 | 5 |  | 5
| Cobb Creek | WECC | CA | Geothermal | 100% | 52 | 52 | 6 |  | 6
| Lake View | WECC | CA | Geothermal | 100% | 52 | 52 | 7 |  | 7
| Sulphur Springs | WECC | CA | Geothermal | 100% | 51 | 51 | 8 |  | 8
| Socrates | WECC | CA | Geothermal | 100% | 50 | 50 | 9 |  | 9
| Big Geysers | WECC | CA | Geothermal | 100% | 48 | 48 | 10 |  | 10
| Grant | WECC | CA | Geothermal | 100% | 43 | 43 | 11 |  | 11
| Sonoma | WECC | CA | Geothermal | 100% | 42 | 42 | 12 |  | 12
| West Ford Flat | WECC | CA | Geothermal | 100% | 24 | 24 | 13 |  | 13
| Aidlin | WECC | CA | Geothermal | 100% | 17 | 17 | 14 |  | 14
| Bear Canyon | WECC | CA | Geothermal | 100% | 14 | 14 | 15 |  | 15
Natural Gas-Fired
| Delta Energy Center | WECC | CA | Natural Gas | 100% | 835 | 857 | 16 |  | 16
| Pastoria Energy Center | WECC | CA | Natural Gas | 100% | 750 | 729 | 17 |  | 17
| Hermiston Power Project | WECC | OR | Natural Gas | 100% | 566 | 635 | #REF! |  | 18
| Otay Mesa Energy Center | WECC | CA | Natural Gas | 100% | 513 | 608 | #REF! |  | 19
| Metcalf Energy Center | WECC | CA | Natural Gas | 100% | 564 | 605 | #REF! |  | 20
| Sutter Energy Center | WECC | CA | Natural Gas | 100% | 542 | 578 | #REF! |  | 21
| Los Medanos Energy Center | WECC | CA | Natural Gas | 100% | 518 | 572 | #REF! |  | 22
| South Point Energy Center | WECC | AZ | Natural Gas | 100% | 520 | 530 | #REF! |  | 23
| Gilroy Energy Center | WECC | CA | Natural Gas | 100% | 0 | 141 | #REF! |  | 24
| Gilroy Cogeneration Plant | WECC | CA | Natural Gas | 100% | 109 | 130 | #REF! |  | 25
| King City Cogeneration Plant | WECC | CA | Natural Gas | 100% | 120 | 120 | #REF! |  | 26
| Greenleaf 1 Power Plant | WECC | CA | Natural Gas | 100% | 50 | 50 | #REF! |  | 27
| Greenleaf 2 Power Plant | WECC | CA | Natural Gas | 100% | 49 | 49 | #REF! |  | 28
| Wolfskill Energy Center | WECC | CA | Natural Gas | 100% | 0 | 48 | #REF! |  | 29
| Yuba City Energy Center | WECC | CA | Natural Gas | 100% | 0 | 47 | #REF! |  | 30
| Feather River Energy Center | WECC | CA | Natural Gas | 100% | 0 | 47 | #REF! |  | 31
| Creed Energy Center | WECC | CA | Natural Gas | 100% | 0 | 47 | #REF! |  | 32
| Lambie Energy Center | WECC | CA | Natural Gas | 100% | 0 | 47 | #REF! |  | 33
| Goose Haven Energy Center | WECC | CA | Natural Gas | 100% | 0 | 47 | #REF! |  | 34
| Riverview Energy Center | WECC | CA | Natural Gas | 100% | 0 | 47 | #REF! |  | 35
| King City Peaking Energy Center | WECC | CA | Natural Gas | 100% | 0 | 44 | #REF! |  | 36
| Agnews Power Plant | WECC | CA | Natural Gas | 100% | 28 | 28 | #REF! |  | 37
| Subtotal |  |  |  |  | 5889 | 6731 | #REF!
TEXAS
| Deer Park Energy Center | TRE | TX | Natural Gas | 100% | 830 | 1001 |  |  | 38
| Baytown Energy Center | TRE | TX | Natural Gas | 100% | 782 | 842 | #REF! |  | 39
| Pasadena Power Plant | TRE | TX | Natural Gas | 100% | 763 | 781 | #REF! |  | 40
| Freestone Energy Center | TRE | TX | Natural Gas | 75% | 779 | 746 | #REF! |  | 41
| Magic Valley Generating Station | TRE | TX | Natural Gas | 100% | 662 | 692 | #REF! |  | 42
| Channel Energy Center | TRE | TX | Natural Gas | 100% | 463 | 608 | #REF! |  | 43
| Brazos Valley Power Plant | TRE | TX | Natural Gas | 100% | 520 | 606 | #REF! |  | 44
| Corpus Christi Energy Center | TRE | TX | Natural Gas | 100% | 426 | 500 | #REF! |  | 45
| Texas City Power Plant | TRE | TX | Natural Gas | 100% | 400 | 453 | #REF! |  | 46
| Clear Lake Power Plant | TRE | TX | Natural Gas | 100% | 344 | 400 | #REF! |  | 47
| Hidalgo Energy Center | TRE | TX | Natural Gas | 78.5% | 392 | 374 | #REF! |  | 48
| Freeport Energy Center(4) | TRE | TX | Natural Gas | 100% | 210 | 236 | #REF! |  | 49
| Subtotal |  |  |  |  | 6571 | 7239 | #REF!
NORTH
| Bethlehem Energy Center | RFC | PA | Natural Gas | 100% | 1037 | 1130 |  |  | 50
| Hay Road Energy Center | RFC | DE | Natural Gas | 100% | 1030 | 1130 | #REF! |  | 51
| Edge Moor Energy Center | RFC | DE | Natural Gas | 100% | 0 | 725 | #REF! |  | 52
| Riverside Energy Center | MRO | WI | Natural Gas | 100% | 518 | 603 | #REF! |  | 53
| York Energy Center | RFC | PA | Natural Gas | 100% | 518.5 | 565 | #REF! |  | 54
| Westbrook Energy Center | NPCC | ME | Natural Gas | 100% | 543 | 543 |  |  | 55
| Greenfield Energy Centre(5) | NPCC | ON | Natural Gas | 50% | 422 | 519 | #REF! |  | 56
| RockGen Energy Center | MRO | WI | Natural Gas | 100% | 0 | 503 | #REF! |  | 57
| Zion Energy Center | RFC | IL | Natural Gas | 100% | 0 | 503 | #REF! |  | 58
| Mankato Power Plant | MRO | MN | Natural Gas | 100% | 280 | 375 | #REF! |  | 59
| Cumberland Energy Center | RFC | NJ | Natural Gas | 100% | 0 | 191 | #REF! |  | 60
| Deepwater Energy Center | RFC | NJ | Natural Gas | 100% | 0 | 158 | #REF! |  | 61
| Kennedy International Airport Power Plant | NPCC | NY | Natural Gas | 100% | 110 | 121 | #REF! |  | 62
| Sherman Avenue Energy Center | RFC | NJ | Natural Gas | 100% | 0 | 92 | #REF! |  | 63
| Bethpage Energy Center 3 | NPCC | NY | Natural Gas | 100% | 60 | 80 | #REF! |  | 64
| Middle Energy Center | RFC | NJ | Oil | 100% | 0 | 77 | #REF! |  | 65
| Carll's Corner Energy Center | RFC | NJ | Natural Gas | 100% | 0 | 73 | #REF! |  | 66
| Cedar Energy Center | RFC | NJ | Oil | 100% | 0 | 68 | #REF! |  | 67
| Mickleton Energy Center | RFC | NJ | Natural Gas | 100% | 0 | 67 | #REF! |  | 68
| Missouri Avenue Energy Center | RFC | NJ | Oil | 100% | 0 | 60 | #REF! |  | 69
| Bethpage Power Plant | NPCC | NY | Natural Gas | 100% | 55 | 56 | #REF! |  | 70
| Christiana Energy Center | RFC | DE | Oil | 100% | 0 | 53 | #REF! |  | 71
| Bethpage Peaker | NPCC | NY | Natural Gas | 100% | 0 | 48 | #REF! |  | 72
| Stony Brook Power Plant | NPCC | NY | Natural Gas | 100% | 45 | 47 | #REF! |  | 73
| Tasley Energy Center | RFC | VA | Oil | 100% | 0 | 33 | #REF! |  | 74
| Whitby Cogeneration(6) | NPCC | ON | Natural Gas | 50% | 25 | 25 | #REF! |  | 75
| Delaware City Energy Center | RFC | DE | Oil | 100% | 0 | 23 | #REF! |  | 76
| West Energy Center | RFC | DE | Oil | 100% | 0 | 20 | #REF! |  | 77
| Bayview Energy Center | RFC | VA | Oil | 100% | 0 | 12 | #REF! |  | 78
| Crisfield Energy Center | RFC | MD | Oil | 100% | 0 | 10 | #REF! |  | 79
| Vineland Solar Energy Center | RFC | NJ | Solar | 100% | 0 | 4 | #REF! |  | 80
| Subtotal |  |  |  |  | 4643.5 | 7914 | #REF! | Total count of pwr plants
SOUTHEAST
| Oneta Energy Center | SPP | OK | Natural Gas | 100% | 980 | 1134 |  |  | 81
| Broad River Energy Center | SERC | SC | Natural Gas | 100% | 0 | 847 | #REF! |  | 82
| Morgan Energy Center | SERC | AL | Natural Gas | 100% | 720 | 807 | #REF! |  | 83
| Decatur Energy Center | SERC | AL | Natural Gas | 100% | 782 | 795 | #REF! |  | 84
| Columbia Energy Center | SERC | SC | Natural Gas | 100% | 455 | 606 | #REF! |  | 85
| Osprey Energy Center | FRCC | FL | Natural Gas | 100% | 537 | 599 | #REF! |  | 86
| Carville Energy Center | SERC | LA | Natural Gas | 100% | 449 | 501 | #REF! |  | 87
| Hog Bayou Energy Center | SERC | AL | Natural Gas | 100% | 235 | 237 | #REF! |  | 88
| Santa Rosa Energy Center | SERC | FL | Natural Gas | 100% | 235 | 225 | #REF! |  | 89
| Pine Bluff Energy Center | SERC | AR | Natural Gas | 100% | 184 | 215 | #REF! |  | 90
| Auburndale Peaking Energy Center | FRCC | FL | Natural Gas | 100% | 0 | 117 | #REF! |  | 91 | Total number of plants
| Subtotal |  |  |  |  | 4577 | 6083 | #REF!
| Total operating power plants (92) |  |  |  |  | 21680.5 | 27967
Projects under construction
| Russell City Energy Center (7) | WECC | CA | Natural Gas | 75% | 429 | 464.25
| Los Esteros Critical Energy Facility(8) | WECC | CA | Natural Gas | 100% | 243 | 309 | #REF!
| Total operating power plants, and projects |  |  |  |  | 22352.5 | 28740.25 | #REF!
-1 | Natural gas-fired fleet capacities are generally derived on as-built as-designed outputs, including upgrades, based on site specific annual average temperatures and average process steam flows for cogeneration power plants, as applicable. Geothermal capacities are derived from historical generation output and steam reservoir modeling under average ambient conditions (temperatures and rainfall).
-2 | Natural gas-fired fleet peaking capacities are primarily derived on as-built as-designed peaking outputs based on site specific average summer temperatures and include power enhancement features such as heat recovery steam generator duct-firing, gas turbine power augmentation, and/or other power augmentation features. For certain power plants with definitive contracts, capacities at contract conditions have been included. Oil-fired capacities reflect capacity test results.
-3 | These outputs do not factor in the typical MW loss and recovery profiles over time, which natural-gas fired turbine power plants display associated with their planned major maintenance schedules.
-4 | Freeport Energy Center is owned by Calpine; however, it is contracted and operated by The Dow Chemical Company.
-5 | Calpine holds a 50% partnership interest in Greenfield Energy Centre through its subsidiaries; however, it is operated by a third party.
-6 | Calpine holds a 50% partnership interest in Whitby Cogeneration through its subsidiaries; however, it is operated by Atlantic Packaging Products Ltd.
-7 | Calpine holds a 75% majority interest in Russell City Energy Center.
-8 | Los Esteros Critical Energy Facility is currently under construction to upgrade from a 188 MW simple-cycle generation power plant to a 309 MW combined-cycle generation power plant.

## Recon Q1'12 (hidden)
Table of Operating Power Plants and Projects Under Advanced Development/Construction Recon
|  | West | Texas | North | Southeast |  | Total | Check | Notes
| Operating MW Capacities at 12.31.11: | 6919 | 7239 | 7914 | 6083 |  | 28155 | 0
| Los Esteros Shutdown for upgrade | -188 |  |  |  |  | -188
| Operating MW Capacities at 3.31.12: | 6731 | 7239 | 7914 | 6083 | 0 | 27967 | 0
Proj under advanced development/construction:
| Russell City Energy Center | 464.25 |  |  |  |  | 464.25
| Upgrade - Los Esteros | 309 |  |  |  |  | 309
| Total under development/construction | 773.25 | 0 | 0 | 0 |  | 773.25
| Grand Total Net Peak Interest | 7504.25 | 7239 | 7914 | 6083 |  | 28740.25 | 1
[8 empty] | -1 | Q1 2012 - Q4 2011

## CPN Portfolio Q4'11 (hidden)
Table of Operating Power Plants and Projects Under Construction as of Decmeber 31, 2011
[6 empty] | Calpine Net | Calpine Net
|  |  | U.S. State or |  | Calpine | Interest | Interest With
|  | NERC | Canadian |  | Interest | Baseload | Peaking
| SEGMENT /Power Plant | Region | Province | Technology | Percentage | (MW) (1)(3) | (MW) (2)(3) |  |  | Count of Plants
| WEST | [6 empty] | Count
Geothermal
| McCabe #5 & #6 | WECC | CA | Geothermal | 100% | 78 | 78 | 1 |  | 1
| Ridge Line #7 & #8 | WECC | CA | Geothermal | 100% | 69 | 69 | 2 |  | 2
| Calistoga | WECC | CA | Geothermal | 100% | 66 | 66 | 3 |  | 3
| Eagle Rock | WECC | CA | Geothermal | 100% | 66 | 66 | 4 |  | 4
| Quicksilver | WECC | CA | Geothermal | 100% | 53 | 53 | 5 |  | 5
| Cobb Creek | WECC | CA | Geothermal | 100% | 52 | 52 | 6 |  | 6
| Lake View | WECC | CA | Geothermal | 100% | 52 | 52 | 7 |  | 7
| Sulphur Springs | WECC | CA | Geothermal | 100% | 51 | 51 | 8 |  | 8
| Socrates | WECC | CA | Geothermal | 100% | 50 | 50 | 9 |  | 9
| Big Geysers | WECC | CA | Geothermal | 100% | 48 | 48 | 10 |  | 10
| Grant | WECC | CA | Geothermal | 100% | 43 | 43 | 11 |  | 11
| Sonoma | WECC | CA | Geothermal | 100% | 42 | 42 | 12 |  | 12
| West Ford Flat | WECC | CA | Geothermal | 100% | 24 | 24 | 13 |  | 13
| Aidlin | WECC | CA | Geothermal | 100% | 17 | 17 | 14 |  | 14
| Bear Canyon | WECC | CA | Geothermal | 100% | 14 | 14 | 15 |  | 15
Natural Gas-Fired
| Delta Energy Center | WECC | CA | Natural Gas | 100% | 835 | 857 | 16 |  | 16
| Pastoria Energy Center | WECC | CA | Natural Gas | 100% | 750 | 729 | 17 |  | 17
| Hermiston Power Project | WECC | OR | Natural Gas | 100% | 566 | 635 | #REF! |  | 18
| Otay Mesa Energy Center | WECC | CA | Natural Gas | 100% | 513 | 608 | #REF! |  | 19
| Metcalf Energy Center | WECC | CA | Natural Gas | 100% | 564 | 605 | #REF! |  | 20
| Sutter Energy Center | WECC | CA | Natural Gas | 100% | 542 | 578 | #REF! |  | 21
| Los Medanos Energy Center | WECC | CA | Natural Gas | 100% | 518 | 572 | #REF! |  | 22
| South Point Energy Center | WECC | AZ | Natural Gas | 100% | 520 | 530 | #REF! |  | 23
| Los Esteros Critical Energy Facility(4) | WECC | CA | Natural Gas | 100% | 0 | 188 | #REF! |  | 24
| Gilroy Energy Center | WECC | CA | Natural Gas | 100% | 0 | 141 | #REF! |  | 25
| Gilroy Cogeneration Plant | WECC | CA | Natural Gas | 100% | 109 | 130 | #REF! |  | 26
| King City Cogeneration Plant | WECC | CA | Natural Gas | 100% | 120 | 120 | #REF! |  | 27
| Greenleaf 1 Power Plant | WECC | CA | Natural Gas | 100% | 50 | 50 | #REF! |  | 28
| Greenleaf 2 Power Plant | WECC | CA | Natural Gas | 100% | 49 | 49 | #REF! |  | 29
| Wolfskill Energy Center | WECC | CA | Natural Gas | 100% | 0 | 48 | #REF! |  | 30
| Yuba City Energy Center | WECC | CA | Natural Gas | 100% | 0 | 47 | #REF! |  | 31
| Feather River Energy Center | WECC | CA | Natural Gas | 100% | 0 | 47 | #REF! |  | 32
| Creed Energy Center | WECC | CA | Natural Gas | 100% | 0 | 47 | #REF! |  | 33
| Lambie Energy Center | WECC | CA | Natural Gas | 100% | 0 | 47 | #REF! |  | 34
| Goose Haven Energy Center | WECC | CA | Natural Gas | 100% | 0 | 47 | #REF! |  | 35
| Riverview Energy Center | WECC | CA | Natural Gas | 100% | 0 | 47 | #REF! |  | 36
| King City Peaking Energy Center | WECC | CA | Natural Gas | 100% | 0 | 44 | #REF! |  | 37
| Agnews Power Plant | WECC | CA | Natural Gas | 100% | 28 | 28 | #REF! |  | 38
| Subtotal |  |  |  |  | 5889 | 6919
TEXAS
| Deer Park Energy Center | TRE | TX | Natural Gas | 100% | 830 | 1001 | #REF! |  | 39
| Baytown Energy Center | TRE | TX | Natural Gas | 100% | 782 | 842 | #REF! |  | 40
| Pasadena Power Plant | TRE | TX | Natural Gas | 100% | 763 | 781 | #REF! |  | 41
| Freestone Energy Center | TRE | TX | Natural Gas | 75% | 779 | 746 | #REF! |  | 42
| Magic Valley Generating Station | TRE | TX | Natural Gas | 100% | 662 | 692 | #REF! |  | 43
| Channel Energy Center | TRE | TX | Natural Gas | 100% | 463 | 608 | #REF! |  | 44
| Brazos Valley Power Plant | TRE | TX | Natural Gas | 100% | 520 | 606 | #REF! |  | 45
| Corpus Christi Energy Center | TRE | TX | Natural Gas | 100% | 426 | 500 | #REF! |  | 46
| Texas City Power Plant | TRE | TX | Natural Gas | 100% | 400 | 453 | #REF! |  | 47
| Clear Lake Power Plant | TRE | TX | Natural Gas | 100% | 344 | 400 | #REF! |  | 48
| Hidalgo Energy Center | TRE | TX | Natural Gas | 78.5% | 392 | 374 | #REF! |  | 49
| Freeport Energy Center(5) | TRE | TX | Natural Gas | 100% | 210 | 236 | #REF! |  | 50
| Subtotal |  |  |  |  | 6571 | 7239
NORTH
| Bethlehem Energy Center | RFC | PA | Natural Gas | 100% | 1037 | 1130 | #REF! |  | 51
| Hay Road Energy Center | RFC | DE | Natural Gas | 100% | 1030 | 1130 | #REF! |  | 52
| Edge Moor Energy Center | RFC | DE | Natural Gas | 100% | 0 | 725 | #REF! |  | 53
| Riverside Energy Center | MRO | WI | Natural Gas | 100% | 518 | 603 | #REF! |  | 54
| York Energy Center | RFC | PA | Natural Gas | 100% | 518.5 | 565 |  |  | 55
| Westbrook Energy Center | NPCC | ME | Natural Gas | 100% | 543 | 543 | #REF! |  | 56
| Greenfield Energy Centre(6) | NPCC | ON | Natural Gas | 50% | 422 | 519 | #REF! |  | 57
| RockGen Energy Center | MRO | WI | Natural Gas | 100% | 0 | 503 | #REF! |  | 58
| Zion Energy Center | RFC | IL | Natural Gas | 100% | 0 | 503 | #REF! |  | 59
| Mankato Power Plant | MRO | MN | Natural Gas | 100% | 280 | 375 | #REF! |  | 60
| Cumberland Energy Center | RFC | NJ | Natural Gas | 100% | 0 | 191 | #REF! |  | 61
| Deepwater Energy Center | RFC | NJ | Natural Gas | 100% | 0 | 158 | #REF! |  | 62
| Kennedy International Airport Power Plant | NPCC | NY | Natural Gas | 100% | 110 | 121 | #REF! |  | 63
| Sherman Avenue Energy Center | RFC | NJ | Natural Gas | 100% | 0 | 92 | #REF! |  | 64
| Bethpage Energy Center 3 | NPCC | NY | Natural Gas | 100% | 60 | 80 | #REF! |  | 65
| Middle Energy Center | RFC | NJ | Oil | 100% | 0 | 77 | #REF! |  | 66
| Carll's Corner Energy Center | RFC | NJ | Natural Gas | 100% | 0 | 73 | #REF! |  | 67
| Cedar Energy Center | RFC | NJ | Oil | 100% | 0 | 68 | #REF! |  | 68
| Mickleton Energy Center | RFC | NJ | Natural Gas | 100% | 0 | 67 | #REF! |  | 69
| Missouri Avenue Energy Center | RFC | NJ | Oil | 100% | 0 | 60 | #REF! |  | 70
| Bethpage Power Plant | NPCC | NY | Natural Gas | 100% | 55 | 56 | #REF! |  | 71
| Christiana Energy Center | RFC | DE | Oil | 100% | 0 | 53 | #REF! |  | 72
| Bethpage Peaker | NPCC | NY | Natural Gas | 100% | 0 | 48 | #REF! |  | 73
| Stony Brook Power Plant | NPCC | NY | Natural Gas | 100% | 45 | 47 | #REF! |  | 74
| Tasley Energy Center | RFC | VA | Oil | 100% | 0 | 33 | #REF! |  | 75
| Whitby Cogeneration(7) | NPCC | ON | Natural Gas | 50% | 25 | 25 | #REF! |  | 76
| Delaware City Energy Center | RFC | DE | Oil | 100% | 0 | 23 | #REF! |  | 77
| West Energy Center | RFC | DE | Oil | 100% | 0 | 20 | #REF! |  | 78
| Bayview Energy Center | RFC | VA | Oil | 100% | 0 | 12 | #REF! |  | 79
| Crisfield Energy Center | RFC | MD | Oil | 100% | 0 | 10 | #REF! |  | 80
| Vineland Solar Energy Center | RFC | NJ | Solar | 100% | 0 | 4 | #REF! | Total count of pwr plants | 81
| Subtotal |  |  |  |  | 4643.5 | 7914
SOUTHEAST
| Oneta Energy Center | SPP | OK | Natural Gas | 100% | 980 | 1134 | #REF! |  | 82
| Broad River Energy Center | SERC | SC | Natural Gas | 100% | 0 | 847 | #REF! |  | 83
| Morgan Energy Center | SERC | AL | Natural Gas | 100% | 720 | 807 | #REF! |  | 84
| Decatur Energy Center | SERC | AL | Natural Gas | 100% | 782 | 795 | #REF! |  | 85
| Columbia Energy Center | SERC | SC | Natural Gas | 100% | 455 | 606 | #REF! |  | 86
| Osprey Energy Center | FRCC | FL | Natural Gas | 100% | 537 | 599 | #REF! |  | 87
| Carville Energy Center | SERC | LA | Natural Gas | 100% | 449 | 501 | #REF! |  | 88
| Hog Bayou Energy Center | SERC | AL | Natural Gas | 100% | 235 | 237 | #REF! |  | 89
| Santa Rosa Energy Center | SERC | FL | Natural Gas | 100% | 235 | 225 | #REF! |  | 90
| Pine Bluff Energy Center | SERC | AR | Natural Gas | 100% | 184 | 215 | #REF! |  | 91
| Auburndale Peaking Energy Center | FRCC | FL | Natural Gas | 100% | 0 | 117 | #REF! |  | 92 | Total number of plants
| Subtotal |  |  |  |  | 4577 | 6083
| Total operating power plants (92) |  |  |  |  | 21680.5 | 28155
Projects under construction
| Russell City Energy Center (8) | WECC | CA | Natural Gas | 75% | 429 | 464.25 | #REF!
| Los Esteros Critical Energy Facility (Upgrade)(4) | WECC | CA | Natural Gas | 100% | 120 | 120 | #REF!
| Total operating power plants, and projects |  |  |  |  | 22229.5 | 28739.25
-1 | Natural gas-fired fleet capacities are generally derived on as-built as-designed outputs, including upgrades, based on site specific annual average temperatures and average process steam flows for cogeneration power plants, as applicable. Geothermal capacities are derived from historical generation output and steam reservoir modeling under average ambient conditions (temperatures and rainfall).
-2 | Natural gas-fired fleet peaking capacities are primarily derived on as-built as-designed peaking outputs based on site specific average summer temperatures and include power enhancement features such as heat recovery steam generator duct-firing, gas turbine power augmentation, and/or other power augmentation features. For certain power plants with definitive contracts, capacities at contract conditions have been included. Oil-fired capacities reflect capacity test results.
-3 | These outputs do not factor in the typical MW loss and recovery profiles over time, which natural-gas fired turbine power plants display associated with their planned major maintenance schedules.
-4 | Los Esteros Critical Energy Facility is currently under construction to upgrade from a 188 MW simple-cycle generation power plant to a 308 MW combined-cycle generation power plant.
-5 | Freeport Energy Center is owned by Calpine; however, it is contracted and operated by The Dow Chemical Company.
-6 | Calpine holds a 50% partnership interest in Greenfield Energy Centre through its subsidiaries; however, it is operated by a third party.
-7 | Calpine holds a 50% partnership interest in Whitby Cogeneration through its subsidiaries; however, it is operated by Atlantic Packaging Products Ltd.
-8 | Calpine holds a 75% majority interest in Russell City Energy Center.

## Recon Q4'11 (hidden)
Table of Operating Power Plants and Projects Under Advanced Development/Construction Recon
|  | West | Texas | North | Southeast |  | Total | Check | Notes
| Operating MW Capacities at 9.30.11: | 6898 | 7239 | 7914 | 6083 |  | 28134 | 0
| 501F FD3 Upgrade - Hermiston: Siemens (Nov 15) | 19 |  |  |  |  | 19 |  | 2 units: U1, U2
| DLN Conversion- Gilroy PAG update (Dec 7) | 2 |  |  |  |  | 2 |  | 2 MWs uplift for PAG (peak)
| Operating MW Capacities at 12.31.11: | 6919 | 7239 | 7914 | 6083 | 0 | 28155 | 21
Proj under advanced development/construction:
| Russell City Energy Center | 464.25 |  |  |  |  | 464.25
| Upgrade - Los Esteros | 120 |  |  |  |  | 120
| Total under development/construction | 584.25 | 0 | 0 | 0 |  | 584.25
| Grand Total Net Peak Interest | 7503.25 | 7239 | 7914 | 6083 |  | 28739.25 | 21
[8 empty] | 21 | Q4 2011 - Q3 2011

## CPN Portfolio Q3'11 (hidden)
Table of Operating Power Plants and Projects Under Construction as of September 30, 2011
[6 empty] | Calpine Net | Calpine Net
|  |  | U.S. State or |  | Calpine | Interest | Interest With
|  | NERC | Canadian |  | Interest | Baseload | Peaking
| SEGMENT /Power Plant | Region | Province | Technology | Percentage | (MW) (1)(3) | (MW) (2)(3) |  |  | Count of Plants
| WEST | [6 empty] | Count
Geothermal
| McCabe #5 & #6 | WECC | CA | Geothermal | 100% | 78 | 78 | 1 |  | 1
| Ridge Line #7 & #8 | WECC | CA | Geothermal | 100% | 69 | 69 | 2 |  | 2
| Calistoga | WECC | CA | Geothermal | 100% | 66 | 66 | 3 |  | 3
| Eagle Rock | WECC | CA | Geothermal | 100% | 66 | 66 | 4 |  | 4
| Quicksilver | WECC | CA | Geothermal | 100% | 53 | 53 | 5 |  | 5
| Cobb Creek | WECC | CA | Geothermal | 100% | 52 | 52 | 6 |  | 6
| Lake View | WECC | CA | Geothermal | 100% | 52 | 52 | 7 |  | 7
| Sulphur Springs | WECC | CA | Geothermal | 100% | 51 | 51 | 8 |  | 8
| Socrates | WECC | CA | Geothermal | 100% | 50 | 50 | 9 |  | 9
| Big Geysers | WECC | CA | Geothermal | 100% | 48 | 48 | 10 |  | 10
| Grant | WECC | CA | Geothermal | 100% | 43 | 43 | 11 |  | 11
| Sonoma | WECC | CA | Geothermal | 100% | 42 | 42 | 12 |  | 12
| West Ford Flat | WECC | CA | Geothermal | 100% | 24 | 24 | 13 |  | 13
| Aidlin | WECC | CA | Geothermal | 100% | 17 | 17 | 14 |  | 14
| Bear Canyon | WECC | CA | Geothermal | 100% | 14 | 14 | 15 |  | 15
Natural Gas-Fired
| Delta Energy Center | WECC | CA | Natural Gas | 100% | 835 | 857 | 16 |  | 16
| Pastoria Energy Center | WECC | CA | Natural Gas | 100% | 750 | 729 | 17 |  | 17
| Hermiston Power Project | WECC | OR | Natural Gas | 100% | 547 | 616 | #REF! |  | 18
| Otay Mesa Energy Center | WECC | CA | Natural Gas | 100% | 513 | 608 | #REF! |  | 19
| Metcalf Energy Center | WECC | CA | Natural Gas | 100% | 564 | 605 | #REF! |  | 20
| Sutter Energy Center | WECC | CA | Natural Gas | 100% | 542 | 578 | #REF! |  | 21
| Los Medanos Energy Center | WECC | CA | Natural Gas | 100% | 518 | 572 | #REF! |  | 22
| South Point Energy Center | WECC | AZ | Natural Gas | 100% | 520 | 530 | #REF! |  | 23
| Los Esteros Critical Energy Facility | WECC | CA | Natural Gas | 100% | 0 | 188 | #REF! |  | 24
| Gilroy Energy Center | WECC | CA | Natural Gas | 100% | 0 | 141 | #REF! |  | 25
| Gilroy Cogeneration Plant | WECC | CA | Natural Gas | 100% | 109 | 128 | #REF! |  | 26
| King City Cogeneration Plant | WECC | CA | Natural Gas | 100% | 120 | 120 | #REF! |  | 27
| Greenleaf 1 Power Plant | WECC | CA | Natural Gas | 100% | 50 | 50 | #REF! |  | 28
| Greenleaf 2 Power Plant | WECC | CA | Natural Gas | 100% | 49 | 49 | #REF! |  | 29
| Wolfskill Energy Center | WECC | CA | Natural Gas | 100% | 0 | 48 | #REF! |  | 30
| Yuba City Energy Center | WECC | CA | Natural Gas | 100% | 0 | 47 | #REF! |  | 31
| Feather River Energy Center | WECC | CA | Natural Gas | 100% | 0 | 47 | #REF! |  | 32
| Creed Energy Center | WECC | CA | Natural Gas | 100% | 0 | 47 | #REF! |  | 33
| Lambie Energy Center | WECC | CA | Natural Gas | 100% | 0 | 47 | #REF! |  | 34
| Goose Haven Energy Center | WECC | CA | Natural Gas | 100% | 0 | 47 | #REF! |  | 35
| Riverview Energy Center | WECC | CA | Natural Gas | 100% | 0 | 47 | #REF! |  | 36
| King City Peaking Energy Center | WECC | CA | Natural Gas | 100% | 0 | 44 | #REF! |  | 37
| Agnews Power Plant | WECC | CA | Natural Gas | 100% | 28 | 28 | #REF! |  | 38
| Subtotal |  |  |  |  | 5870 | 6898
TEXAS
| Deer Park Energy Center | TRE | TX | Natural Gas | 100% | 830 | 1001 | #REF! |  | 39
| Baytown Energy Center | TRE | TX | Natural Gas | 100% | 782 | 842 | #REF! |  | 40
| Pasadena Power Plant | TRE | TX | Natural Gas | 100% | 763 | 781 | #REF! |  | 41
| Freestone Energy Center | TRE | TX | Natural Gas | 75% | 779 | 746 | #REF! |  | 42
| Magic Valley Generating Station | TRE | TX | Natural Gas | 100% | 662 | 692 | #REF! |  | 43
| Channel Energy Center | TRE | TX | Natural Gas | 100% | 463 | 608 | #REF! |  | 44
| Brazos Valley Power Plant | TRE | TX | Natural Gas | 100% | 520 | 606 | #REF! |  | 45
| Corpus Christi Energy Center | TRE | TX | Natural Gas | 100% | 426 | 500 | #REF! |  | 46
| Texas City Power Plant | TRE | TX | Natural Gas | 100% | 400 | 453 | #REF! |  | 47
| Clear Lake Power Plant | TRE | TX | Natural Gas | 100% | 344 | 400 | #REF! |  | 48
| Hidalgo Energy Center | TRE | TX | Natural Gas | 78.5% | 392 | 374 | #REF! |  | 49
| Freeport Energy Center(4) | TRE | TX | Natural Gas | 100% | 210 | 236 | #REF! |  | 50
| Subtotal |  |  |  |  | 6571 | 7239
NORTH
| Bethlehem Energy Center | RFC | PA | Natural Gas | 100% | 1037 | 1130 | #REF! |  | 51
| Hay Road Energy Center | RFC | DE | Natural Gas | 100% | 1030 | 1130 | #REF! |  | 52
| Edge Moor Energy Center | RFC | DE | Natural Gas | 100% | 0 | 725 | #REF! |  | 53
| Riverside Energy Center | MRO | WI | Natural Gas | 100% | 518 | 603 | #REF! |  | 54
| York Energy Center | RFC | PA | Natural Gas | 100% | 518.5 | 565 |  |  | 55
| Westbrook Energy Center | NPCC | ME | Natural Gas | 100% | 543 | 543 | #REF! |  | 56
| Greenfield Energy Centre(5) | NPCC | ON | Natural Gas | 50% | 422 | 519 | #REF! |  | 57
| RockGen Energy Center | MRO | WI | Natural Gas | 100% | 0 | 503 | #REF! |  | 58
| Zion Energy Center | RFC | IL | Natural Gas | 100% | 0 | 503 | #REF! |  | 59
| Mankato Power Plant | MRO | MN | Natural Gas | 100% | 280 | 375 | #REF! |  | 60
| Cumberland Energy Center | RFC | NJ | Natural Gas | 100% | 0 | 191 | #REF! |  | 61
| Deepwater Energy Center | RFC | NJ | Natural Gas | 100% | 0 | 158 | #REF! |  | 62
| Kennedy International Airport Power Plant | NPCC | NY | Natural Gas | 100% | 110 | 121 | #REF! |  | 63
| Sherman Avenue Energy Center | RFC | NJ | Natural Gas | 100% | 0 | 92 | #REF! |  | 64
| Bethpage Energy Center 3 | NPCC | NY | Natural Gas | 100% | 60 | 80 | #REF! |  | 65
| Middle Energy Center | RFC | NJ | Oil | 100% | 0 | 77 | #REF! |  | 66
| Carll's Corner Energy Center | RFC | NJ | Natural Gas | 100% | 0 | 73 | #REF! |  | 67
| Cedar Energy Center | RFC | NJ | Oil | 100% | 0 | 68 | #REF! |  | 68
| Mickleton Energy Center | RFC | NJ | Natural Gas | 100% | 0 | 67 | #REF! |  | 69
| Missouri Avenue Energy Center | RFC | NJ | Oil | 100% | 0 | 60 | #REF! |  | 70
| Bethpage Power Plant | NPCC | NY | Natural Gas | 100% | 55 | 56 | #REF! |  | 71
| Christiana Energy Center | RFC | DE | Oil | 100% | 0 | 53 | #REF! |  | 72
| Bethpage Peaker | NPCC | NY | Natural Gas | 100% | 0 | 48 | #REF! |  | 73
| Stony Brook Power Plant | NPCC | NY | Natural Gas | 100% | 45 | 47 | #REF! |  | 74
| Tasley Energy Center | RFC | VA | Oil | 100% | 0 | 33 | #REF! |  | 75
| Whitby Cogeneration(6) | NPCC | ON | Natural Gas | 50% | 25 | 25 | #REF! |  | 76
| Delaware City Energy Center | RFC | DE | Oil | 100% | 0 | 23 | #REF! |  | 77
| West Energy Center | RFC | DE | Oil | 100% | 0 | 20 | #REF! |  | 78
| Bayview Energy Center | RFC | VA | Oil | 100% | 0 | 12 | #REF! |  | 79
| Crisfield Energy Center | RFC | MD | Oil | 100% | 0 | 10 | #REF! |  | 80
| Vineland Solar Energy Center | RFC | NJ | Solar | 100% | 0 | 4 | #REF! | Total count of pwr plants | 81
| Subtotal |  |  |  |  | 4643.5 | 7914
SOUTHEAST
| Oneta Energy Center | SPP | OK | Natural Gas | 100% | 980 | 1134 | #REF! |  | 82
| Broad River Energy Center | SERC | SC | Natural Gas | 100% | 0 | 847 | #REF! |  | 83
| Morgan Energy Center | SERC | AL | Natural Gas | 100% | 720 | 807 | #REF! |  | 84
| Decatur Energy Center | SERC | AL | Natural Gas | 100% | 782 | 795 | #REF! |  | 85
| Columbia Energy Center | SERC | SC | Natural Gas | 100% | 455 | 606 | #REF! |  | 86
| Osprey Energy Center | FRCC | FL | Natural Gas | 100% | 537 | 599 | #REF! |  | 87
| Carville Energy Center | SERC | LA | Natural Gas | 100% | 449 | 501 | #REF! |  | 88
| Hog Bayou Energy Center | SERC | AL | Natural Gas | 100% | 235 | 237 | #REF! |  | 89
| Santa Rosa Energy Center | SERC | FL | Natural Gas | 100% | 235 | 225 | #REF! |  | 90
| Pine Bluff Energy Center | SERC | AR | Natural Gas | 100% | 184 | 215 | #REF! |  | 91
| Auburndale Peaking Energy Center | FRCC | FL | Natural Gas | 100% | 0 | 117 | #REF! |  | 92 | Total number of plants
| Subtotal |  |  |  |  | 4577 | 6083
| Total operating power plants (92) |  |  |  |  | 21661.5 | 28134
Projects under construction
| Russell City Energy Center (7) | WECC | CA | Natural Gas | 75% | 429 | 464.25 | #REF!
| Los Esteros Critical Energy Facility (Upgrade) | WECC | CA | Natural Gas | 100% | 120 | 120 | #REF!
| Total operating power plants, and projects |  |  |  |  | 22210.5 | 28718.25
-1 | Natural gas-fired fleet capacities are generally derived on as-built as-designed outputs, including upgrades, based on site specific annual average temperatures and average process steam flows for cogeneration power plants, as applicable. Geothermal capacities are derived from historical generation output and steam reservoir modeling under average ambient conditions (temperatures and rainfall).
-2 | Natural gas-fired fleet peaking capacities are primarily derived on as-built as-designed peaking outputs based on site specific average summer temperatures and include power enhancement features such as heat recovery steam generator duct-firing, gas turbine power augmentation, and/or other power augmentation features. For certain power plants with definitive contracts, capacities at contract conditions have been included. Oil-fired capacities reflect capacity test results.
-3 | These outputs do not factor in the typical MW loss and recovery profiles over time, which natural-gas fired turbine power plants display associated with their planned major maintenance schedules.
-4 | Freeport Energy Center is owned by Calpine; however, it is contracted and operated by The Dow Chemical Company.
-5 | Calpine holds a 50% partnership interest in Greenfield Energy Centre; however, it is operated by a third party.
-6 | Calpine holds a 50% partnership interest in Whitby Cogeneration through its subsidiary; however, it is operated by Atlantic Packaging Products Ltd.
-7 | Calpine holds a 75% majority interest in Russell City Energy Center.

## Recon Q3'11 (hidden)
Table of Operating Power Plants and Projects Under Advanced Development/Construction Recon
|  | West | Texas | North | Southeast |  | Total | Check | Notes
| Operating MW Capacities at 6.30.11: | 6898 | 7239 | 7907 | 6083 |  | 28127 | 0
| Tasely Fogger upgrade |  |  | 7 |  |  | 7
| Operating MW Capacities at 9.30.11: | 6898 | 7239 | 7914 | 6083 | 0 | 28134 | 7
Proj under advanced development/construction:
| Russell City Energy Center | 464.25 |  |  |  |  | 464.25
| Upgrade - Los Esteros | 120 |  |  |  |  | 120
| Total under development/construction | 584.25 | 0 | 0 | 0 |  | 584.25
| Grand Total Net Peak Interest | 7482.25 | 7239 | 7914 | 6083 |  | 28718.25 | 7
[8 empty] | 7 | Q3 2011 - Q2 20110

## CPN Portfolio Q2'11 (hidden)
Table of Operating Power Plants and Projects Under Construction as of June 30, 2011
[6 empty] | Calpine Net | Calpine Net
|  |  | U.S. State or |  | Calpine | Interest | Interest With
|  | NERC | Canadian |  | Interest | Baseload | Peaking
| SEGMENT /Power Plant | Region | Province | Technology | Percentage | (MW) (1)(3) | (MW) (2)(3) |  |  | Count of Plants
| WEST | [6 empty] | Count
Geothermal
| McCabe #5 & #6 | WECC | CA | Geothermal | 100% | 78 | 78 | 1 |  | 1
| Ridge Line #7 & #8 | WECC | CA | Geothermal | 100% | 69 | 69 | 2 |  | 2
| Calistoga | WECC | CA | Geothermal | 100% | 66 | 66 | 3 |  | 3
| Eagle Rock | WECC | CA | Geothermal | 100% | 66 | 66 | 4 |  | 4
| Quicksilver | WECC | CA | Geothermal | 100% | 53 | 53 | 5 |  | 5
| Cobb Creek | WECC | CA | Geothermal | 100% | 52 | 52 | 6 |  | 6
| Lake View | WECC | CA | Geothermal | 100% | 52 | 52 | 7 |  | 7
| Sulphur Springs | WECC | CA | Geothermal | 100% | 51 | 51 | 8 |  | 8
| Socrates | WECC | CA | Geothermal | 100% | 50 | 50 | 9 |  | 9
| Big Geysers | WECC | CA | Geothermal | 100% | 48 | 48 | 10 |  | 10
| Grant | WECC | CA | Geothermal | 100% | 43 | 43 | 11 |  | 11
| Sonoma | WECC | CA | Geothermal | 100% | 42 | 42 | 12 |  | 12
| West Ford Flat | WECC | CA | Geothermal | 100% | 24 | 24 | 13 |  | 13
| Aidlin | WECC | CA | Geothermal | 100% | 17 | 17 | 14 |  | 14
| Bear Canyon | WECC | CA | Geothermal | 100% | 14 | 14 | 15 |  | 15
Natural Gas-Fired
| Delta Energy Center | WECC | CA | Natural Gas | 100% | 835 | 857 | 16 |  | 16
| Pastoria Energy Center | WECC | CA | Natural Gas | 100% | 750 | 729 | 17 |  | 17
| Hermiston Power Project | WECC | OR | Natural Gas | 100% | 547 | 616 | #REF! |  | 18
| Otay Mesa Energy Center | WECC | CA | Natural Gas | 100% | 513 | 608 | #REF! |  | 19
| Metcalf Energy Center | WECC | CA | Natural Gas | 100% | 564 | 605 | #REF! |  | 20
| Sutter Energy Center | WECC | CA | Natural Gas | 100% | 542 | 578 | #REF! |  | 21
| Los Medanos Energy Center | WECC | CA | Natural Gas | 100% | 518 | 572 | #REF! |  | 22
| South Point Energy Center | WECC | AZ | Natural Gas | 100% | 520 | 530 | #REF! |  | 23
| Los Esteros Critical Energy Facility | WECC | CA | Natural Gas | 100% | 0 | 188 | #REF! |  | 24
| Gilroy Energy Center | WECC | CA | Natural Gas | 100% | 0 | 141 | #REF! |  | 25
| Gilroy Cogeneration Plant | WECC | CA | Natural Gas | 100% | 109 | 128 | #REF! |  | 26
| King City Cogeneration Plant | WECC | CA | Natural Gas | 100% | 120 | 120 | #REF! |  | 27
| Greenleaf 1 Power Plant | WECC | CA | Natural Gas | 100% | 50 | 50 | #REF! |  | 28
| Greenleaf 2 Power Plant | WECC | CA | Natural Gas | 100% | 49 | 49 | #REF! |  | 29
| Wolfskill Energy Center | WECC | CA | Natural Gas | 100% | 0 | 48 | #REF! |  | 30
| Yuba City Energy Center | WECC | CA | Natural Gas | 100% | 0 | 47 | #REF! |  | 31
| Feather River Energy Center | WECC | CA | Natural Gas | 100% | 0 | 47 | #REF! |  | 32
| Creed Energy Center | WECC | CA | Natural Gas | 100% | 0 | 47 | #REF! |  | 33
| Lambie Energy Center | WECC | CA | Natural Gas | 100% | 0 | 47 | #REF! |  | 34
| Goose Haven Energy Center | WECC | CA | Natural Gas | 100% | 0 | 47 | #REF! |  | 35
| Riverview Energy Center | WECC | CA | Natural Gas | 100% | 0 | 47 | #REF! |  | 36
| King City Peaking Energy Center | WECC | CA | Natural Gas | 100% | 0 | 44 | #REF! |  | 37
| Agnews Power Plant | WECC | CA | Natural Gas | 100% | 28 | 28 | #REF! |  | 38
| Subtotal |  |  |  |  | 5870 | 6898
TEXAS
| Deer Park Energy Center | TRE | TX | Natural Gas | 100% | 830 | 1001 | #REF! |  | 39
| Baytown Energy Center | TRE | TX | Natural Gas | 100% | 782 | 842 | #REF! |  | 40
| Pasadena Power Plant | TRE | TX | Natural Gas | 100% | 763 | 781 | #REF! |  | 41
| Freestone Energy Center | TRE | TX | Natural Gas | 75% | 779 | 746 | #REF! |  | 42
| Magic Valley Generating Station | TRE | TX | Natural Gas | 100% | 662 | 692 | #REF! |  | 43
| Channel Energy Center | TRE | TX | Natural Gas | 100% | 463 | 608 | #REF! |  | 44
| Brazos Valley Power Plant | TRE | TX | Natural Gas | 100% | 520 | 606 | #REF! |  | 45
| Corpus Christi Energy Center | TRE | TX | Natural Gas | 100% | 426 | 500 | #REF! |  | 46
| Texas City Power Plant | TRE | TX | Natural Gas | 100% | 400 | 453 | #REF! |  | 47
| Clear Lake Power Plant | TRE | TX | Natural Gas | 100% | 344 | 400 | #REF! |  | 48
| Hidalgo Energy Center | TRE | TX | Natural Gas | 78.5% | 392 | 374 | #REF! |  | 49
| Freeport Energy Center(4) | TRE | TX | Natural Gas | 100% | 210 | 236 | #REF! |  | 50
| Subtotal |  |  |  |  | 6571 | 7239
NORTH
| Bethlehem Energy Center | RFC | PA | Natural Gas | 100% | 1037 | 1130 | #REF! |  | 51
| Hay Road Energy Center | RFC | DE | Natural Gas | 100% | 1030 | 1130 | #REF! |  | 52
| Edge Moor Energy Center | RFC | DE | Natural Gas | 100% | 0 | 725 | #REF! |  | 53
| Riverside Energy Center | MRO | WI | Natural Gas | 100% | 518 | 603 | #REF! |  | 54
| York Energy Center | RFC | PA | Natural Gas | 100% | 518.5 | 565 |  |  | 55
| Westbrook Energy Center | NPCC | ME | Natural Gas | 100% | 543 | 543 | #REF! |  | 56
| Greenfield Energy Centre(5) | NPCC | ON | Natural Gas | 50% | 422 | 519 | #REF! |  | 57
| RockGen Energy Center | MRO | WI | Natural Gas | 100% | 0 | 503 | #REF! |  | 58
| Zion Energy Center | RFC | IL | Natural Gas | 100% | 0 | 503 | #REF! |  | 59
| Mankato Power Plant | MRO | MN | Natural Gas | 100% | 280 | 375 | #REF! |  | 60
| Cumberland Energy Center | RFC | NJ | Natural Gas | 100% | 0 | 191 | #REF! |  | 61
| Deepwater Energy Center | RFC | NJ | Natural Gas | 100% | 0 | 158 | #REF! |  | 62
| Kennedy International Airport Power Plant | NPCC | NY | Natural Gas | 100% | 110 | 121 | #REF! |  | 63
| Sherman Avenue Energy Center | RFC | NJ | Natural Gas | 100% | 0 | 92 | #REF! |  | 64
| Bethpage Energy Center 3 | NPCC | NY | Natural Gas | 100% | 60 | 80 | #REF! |  | 65
| Middle Energy Center | RFC | NJ | Oil | 100% | 0 | 77 | #REF! |  | 66
| Carll's Corner Energy Center | RFC | NJ | Natural Gas | 100% | 0 | 73 | #REF! |  | 67
| Cedar Energy Center | RFC | NJ | Oil | 100% | 0 | 68 | #REF! |  | 68
| Mickleton Energy Center | RFC | NJ | Natural Gas | 100% | 0 | 67 | #REF! |  | 69
| Missouri Avenue Energy Center | RFC | NJ | Oil | 100% | 0 | 60 | #REF! |  | 70
| Bethpage Power Plant | NPCC | NY | Natural Gas | 100% | 55 | 56 | #REF! |  | 71
| Christiana Energy Center | RFC | DE | Oil | 100% | 0 | 53 | #REF! |  | 72
| Bethpage Peaker | NPCC | NY | Natural Gas | 100% | 0 | 48 | #REF! |  | 73
| Stony Brook Power Plant | NPCC | NY | Natural Gas | 100% | 45 | 47 | #REF! |  | 74
| Tasley Energy Center | RFC | VA | Oil | 100% | 0 | 26 | #REF! |  | 75
| Whitby Cogeneration(6) | NPCC | ON | Natural Gas | 50% | 25 | 25 | #REF! |  | 76
| Delaware City Energy Center | RFC | DE | Oil | 100% | 0 | 23 | #REF! |  | 77
| West Energy Center | RFC | DE | Oil | 100% | 0 | 20 | #REF! |  | 78
| Bayview Energy Center | RFC | VA | Oil | 100% | 0 | 12 | #REF! |  | 79
| Crisfield Energy Center | RFC | MD | Oil | 100% | 0 | 10 | #REF! |  | 80
| Vineland Solar Energy Center | RFC | NJ | Solar | 100% | 0 | 4 | #REF! | Total count of pwr plants | 81
| Subtotal |  |  |  |  | 4643.5 | 7907
SOUTHEAST
| Oneta Energy Center | SPP | OK | Natural Gas | 100% | 980 | 1134 | #REF! |  | 82
| Broad River Energy Center | SERC | SC | Natural Gas | 100% | 0 | 847 | #REF! |  | 83
| Morgan Energy Center | SERC | AL | Natural Gas | 100% | 720 | 807 | #REF! |  | 84
| Decatur Energy Center | SERC | AL | Natural Gas | 100% | 782 | 795 | #REF! |  | 85
| Columbia Energy Center | SERC | SC | Natural Gas | 100% | 455 | 606 | #REF! |  | 86
| Osprey Energy Center | FRCC | FL | Natural Gas | 100% | 537 | 599 | #REF! |  | 87
| Carville Energy Center | SERC | LA | Natural Gas | 100% | 449 | 501 | #REF! |  | 88
| Hog Bayou Energy Center | SERC | AL | Natural Gas | 100% | 235 | 237 | #REF! |  | 89
| Santa Rosa Energy Center | SERC | FL | Natural Gas | 100% | 235 | 225 | #REF! |  | 90
| Pine Bluff Energy Center | SERC | AR | Natural Gas | 100% | 184 | 215 | #REF! |  | 91
| Auburndale Peaking Energy Center | FRCC | FL | Natural Gas | 100% | 0 | 117 | #REF! |  | 92 | Total number of plants
| Subtotal |  |  |  |  | 4577 | 6083
| Total operating power plants (92) |  |  |  |  | 21661.5 | 28127
Projects under construction
| Russell City Energy Center (7) | WECC | CA | Natural Gas | 75% | 429 | 464.25 | #REF!
| Los Esteros Critical Energy Facility (Upgrade) | WECC | CA | Natural Gas | 100% | 120 | 120 | #REF!
| Total operating power plants, and projects |  |  |  |  | 22210.5 | 28711.25
-1 | Natural gas-fired fleet capacities are generally derived on as-built as-designed outputs, including upgrades, based on site specific annual average temperatures and average process steam flows for cogeneration power plants, as applicable. Geothermal capacities are derived from historical generation output and steam reservoir modeling under average ambient conditions (temperatures and rainfall).
-2 | Natural gas-fired fleet peaking capacities are primarily derived on as-built as-designed peaking outputs based on site specific average summer temperatures and include power enhancement features such as heat recovery steam generator duct-firing, gas turbine power augmentation, and/or other power augmentation features. For certain power plants with definitive contracts, capacities at contract conditions have been included. Oil-fired capacities reflect capacity test results.
-3 | These outputs do not factor in the typical MW loss and recovery profiles over time, which natural-gas fired turbine power plants display associated with their planned major maintenance schedules.
-4 | Freeport Energy Center is owned by Calpine; however, it is contracted and operated by The Dow Chemical Company.
-5 | Calpine holds a 50% partnership interest in Greenfield Energy Centre; however, it is operated by a third party.
-6 | Calpine holds a 50% partnership interest in Whitby Cogeneration through its subsidiary; however, it is operated by Atlantic Packaging Products Ltd.
-7 | Calpine holds a 75% majority interest in Russell City Energy Center.

## Recon Q2'11 (hidden)
Table of Operating Power Plants and Projects Under Advanced Development/Construction Recon
|  | West | Texas | North | Southeast |  | Total | Check | Notes
| Operating MW Capacities at 3.31.11: | 6886 | 7211 | 7901 | 6083 |  | 28081 | 0
| 501F FD3 Upgrade - Baytown: Siemens |  | 28 |  |  |  | 28 |  | 2 units: U3, U4
| 7FA AGP Upgrade - Westbrook: GE |  |  | 6 |  |  | 6
| 7FA AGP Upgrade - LMEC: GE | 12 |  |  |  |  | 12
| DLN Conversion- Gilroy | - |  |  |  |  | 0 |  | Only Base is affected (-8 MW)
| Operating MW Capacities at 6.30.11: | 6898 | 7239 | 7907 | 6083 | 0 | 28127 | 46
Proj under advanced development/construction:
| Russell City Energy Center | 464.25 |  |  |  |  | 464.25
| Upgrade - Los Esteros | 120 |  |  |  |  | 120
| Total under development/construction | 584.25 | 0 | 0 | 0 |  | 584.25
| Grand Total Net Peak Interest | 7482.25 | 7239 | 7907 | 6083 |  | 28711.25 | 46
[8 empty] | 46 | Q2 2011 - Q1 20110

## CPN Portfolio Q1'11 (hidden)
Table of Operating Power Plants and Projects Under Construction and Advanced Development as of March 31, 2011
[6 empty] | Calpine Net | Calpine Net
|  |  | U.S. State or |  | Calpine | Interest | Interest With
|  | NERC | Canadian |  | Interest | Baseload | Peaking
| SEGMENT /Power Plant | Region | Province | Technology | Percentage | (MW) (1)(3) | (MW) (2)(3) |  |  | Count of Plants
| WEST | [6 empty] | Count
Geothermal
| McCabe #5 & #6 | WECC | CA | Geothermal | 100% | 78 | 78 | 1 |  | 1
| Ridge Line #7 & #8 | WECC | CA | Geothermal | 100% | 69 | 69 | 2 |  | 2
| Calistoga | WECC | CA | Geothermal | 100% | 66 | 66 | 3 |  | 3
| Eagle Rock | WECC | CA | Geothermal | 100% | 66 | 66 | 4 |  | 4
| Quicksilver | WECC | CA | Geothermal | 100% | 53 | 53 | 5 |  | 5
| Cobb Creek | WECC | CA | Geothermal | 100% | 52 | 52 | 6 |  | 6
| Lake View | WECC | CA | Geothermal | 100% | 52 | 52 | 7 |  | 7
| Sulphur Springs | WECC | CA | Geothermal | 100% | 51 | 51 | 8 |  | 8
| Socrates | WECC | CA | Geothermal | 100% | 50 | 50 | 9 |  | 9
| Big Geysers | WECC | CA | Geothermal | 100% | 48 | 48 | 10 |  | 10
| Grant | WECC | CA | Geothermal | 100% | 43 | 43 | 11 |  | 11
| Sonoma | WECC | CA | Geothermal | 100% | 42 | 42 | 12 |  | 12
| West Ford Flat | WECC | CA | Geothermal | 100% | 24 | 24 | 13 |  | 13
| Aidlin | WECC | CA | Geothermal | 100% | 17 | 17 | 14 |  | 14
| Bear Canyon | WECC | CA | Geothermal | 100% | 14 | 14 | 15 |  | 15
Natural Gas-Fired
| Delta Energy Center | WECC | CA | Natural Gas | 100% | 835 | 857 | 16 |  | 16
| Pastoria Energy Center | WECC | CA | Natural Gas | 100% | 750 | 729 | 17 |  | 17
| Hermiston Power Project | WECC | OR | Natural Gas | 100% | 547 | 616 | #REF! |  | 18
| Otay Mesa Energy Center | WECC | CA | Natural Gas | 100% | 513 | 608 | #REF! |  | 19
| Metcalf Energy Center | WECC | CA | Natural Gas | 100% | 564 | 605 | #REF! |  | 20
| Sutter Energy Center | WECC | CA | Natural Gas | 100% | 542 | 578 | #REF! |  | 21
| Los Medanos Energy Center | WECC | CA | Natural Gas | 100% | 506 | 560 | #REF! |  | 22
| South Point Energy Center | WECC | AZ | Natural Gas | 100% | 520 | 530 | #REF! |  | 23
| Los Esteros Critical Energy Facility | WECC | CA | Natural Gas | 100% | 0 | 188 | #REF! |  | 24
| Gilroy Energy Center | WECC | CA | Natural Gas | 100% | 0 | 141 | #REF! |  | 25
| Gilroy Cogeneration Plant | WECC | CA | Natural Gas | 100% | 117 | 128 | #REF! |  | 26
| King City Cogeneration Plant | WECC | CA | Natural Gas | 100% | 120 | 120 | #REF! |  | 27
| Greenleaf 1 Power Plant | WECC | CA | Natural Gas | 100% | 50 | 50 | #REF! |  | 28
| Greenleaf 2 Power Plant | WECC | CA | Natural Gas | 100% | 49 | 49 | #REF! |  | 29
| Wolfskill Energy Center | WECC | CA | Natural Gas | 100% | 0 | 48 | #REF! |  | 30
| Yuba City Energy Center | WECC | CA | Natural Gas | 100% | 0 | 47 | #REF! |  | 31
| Feather River Energy Center | WECC | CA | Natural Gas | 100% | 0 | 47 | #REF! |  | 32
| Creed Energy Center | WECC | CA | Natural Gas | 100% | 0 | 47 | #REF! |  | 33
| Lambie Energy Center | WECC | CA | Natural Gas | 100% | 0 | 47 | #REF! |  | 34
| Goose Haven Energy Center | WECC | CA | Natural Gas | 100% | 0 | 47 | #REF! |  | 35
| Riverview Energy Center | WECC | CA | Natural Gas | 100% | 0 | 47 | #REF! |  | 36
| King City Peaking Energy Center | WECC | CA | Natural Gas | 100% | 0 | 44 | #REF! |  | 37
| Agnews Power Plant | WECC | CA | Natural Gas | 100% | 28 | 28 | #REF! |  | 38
| Subtotal |  |  |  |  | 5866 | 6886
TEXAS
| Deer Park Energy Center | TRE | TX | Natural Gas | 100% | 830 | 1001 | #REF! |  | 39
| Baytown Energy Center | TRE | TX | Natural Gas | 100% | 754 | 814 | #REF! |  | 40
| Pasadena Power Plant | TRE | TX | Natural Gas | 100% | 763 | 781 | #REF! |  | 41
| Freestone Energy Center | TRE | TX | Natural Gas | 75% | 779 | 746 | #REF! |  | 42
| Magic Valley Generating Station | TRE | TX | Natural Gas | 100% | 662 | 692 | #REF! |  | 43
| Channel Energy Center | TRE | TX | Natural Gas | 100% | 463 | 608 | #REF! |  | 44
| Brazos Valley Power Plant | TRE | TX | Natural Gas | 100% | 520 | 606 | #REF! |  | 45
| Corpus Christi Energy Center | TRE | TX | Natural Gas | 100% | 426 | 500 | #REF! |  | 46
| Texas City Power Plant | TRE | TX | Natural Gas | 100% | 400 | 453 | #REF! |  | 47
| Clear Lake Power Plant | TRE | TX | Natural Gas | 100% | 344 | 400 | #REF! |  | 48
| Hidalgo Energy Center | TRE | TX | Natural Gas | 78.5% | 392 | 374 | #REF! |  | 49
| Freeport Energy Center(4) | TRE | TX | Natural Gas | 100% | 210 | 236 | #REF! |  | 50
| Subtotal |  |  |  |  | 6543 | 7211
NORTH
| Bethlehem Energy Center | RFC | PA | Natural Gas | 100% | 1037 | 1130 | #REF! |  | 51
| Hay Road Energy Center | RFC | DE | Natural Gas | 100% | 1030 | 1130 | #REF! |  | 52
| Edge Moor Energy Center | RFC | DE | Natural Gas | 100% | 0 | 725 | #REF! |  | 53
| Riverside Energy Center | MRO | WI | Natural Gas | 100% | 518 | 603 | #REF! |  | 54
| York Energy Center | RFC | PA | Natural Gas | 100% | 518.5 | 565 |  |  | 55
| Westbrook Energy Center | NPCC | ME | Natural Gas | 100% | 537 | 537 | #REF! |  | 56
| Greenfield Energy Centre(5) | NPCC | ON | Natural Gas | 50% | 422 | 519 | #REF! |  | 57
| RockGen Energy Center | MRO | WI | Natural Gas | 100% | 0 | 503 | #REF! |  | 58
| Zion Energy Center | RFC | IL | Natural Gas | 100% | 0 | 503 | #REF! |  | 59
| Mankato Power Plant | MRO | MN | Natural Gas | 100% | 280 | 375 | #REF! |  | 60
| Cumberland Energy Center | RFC | NJ | Natural Gas | 100% | 0 | 191 | #REF! |  | 61
| Deepwater Energy Center | RFC | NJ | Natural Gas | 100% | 0 | 158 | #REF! |  | 62
| Kennedy International Airport Power Plant | NPCC | NY | Natural Gas | 100% | 110 | 121 | #REF! |  | 63
| Sherman Avenue Energy Center | RFC | NJ | Natural Gas | 100% | 0 | 92 | #REF! |  | 64
| Bethpage Energy Center 3 | NPCC | NY | Natural Gas | 100% | 60 | 80 | #REF! |  | 65
| Middle Energy Center | RFC | NJ | Oil | 100% | 0 | 77 | #REF! |  | 66
| Carll's Corner Energy Center | RFC | NJ | Natural Gas | 100% | 0 | 73 | #REF! |  | 67
| Cedar Energy Center | RFC | NJ | Oil | 100% | 0 | 68 | #REF! |  | 68
| Mickleton Energy Center | RFC | NJ | Natural Gas | 100% | 0 | 67 | #REF! |  | 69
| Missouri Avenue Energy Center | RFC | NJ | Oil | 100% | 0 | 60 | #REF! |  | 70
| Bethpage Power Plant | NPCC | NY | Natural Gas | 100% | 55 | 56 | #REF! |  | 71
| Christiana Energy Center | RFC | DE | Oil | 100% | 0 | 53 | #REF! |  | 72
| Bethpage Peaker | NPCC | NY | Natural Gas | 100% | 0 | 48 | #REF! |  | 73
| Stony Brook Power Plant | NPCC | NY | Natural Gas | 100% | 45 | 47 | #REF! |  | 74
| Tasley Energy Center | RFC | VA | Oil | 100% | 0 | 26 | #REF! |  | 75
| Whitby Cogeneration(6) | NPCC | ON | Natural Gas | 50% | 25 | 25 | #REF! |  | 76
| Delaware City Energy Center | RFC | DE | Oil | 100% | 0 | 23 | #REF! |  | 77
| West Energy Center | RFC | DE | Oil | 100% | 0 | 20 | #REF! |  | 78
| Bayview Energy Center | RFC | VA | Oil | 100% | 0 | 12 | #REF! |  | 79
| Crisfield Energy Center | RFC | MD | Oil | 100% | 0 | 10 | #REF! |  | 80
| Vineland Solar Energy Center | RFC | NJ | Solar | 100% | 0 | 4 | #REF! | Total count of pwr plants | 81
| Subtotal |  |  |  |  | 4637.5 | 7901
SOUTHEAST
| Oneta Energy Center | SPP | OK | Natural Gas | 100% | 980 | 1134 | #REF! |  | 82
| Broad River Energy Center | SERC | SC | Natural Gas | 100% | 0 | 847 | #REF! |  | 83
| Morgan Energy Center | SERC | AL | Natural Gas | 100% | 720 | 807 | #REF! |  | 84
| Decatur Energy Center | SERC | AL | Natural Gas | 100% | 782 | 795 | #REF! |  | 85
| Columbia Energy Center | SERC | SC | Natural Gas | 100% | 455 | 606 | #REF! |  | 86
| Osprey Energy Center | FRCC | FL | Natural Gas | 100% | 537 | 599 | #REF! |  | 87
| Carville Energy Center | SERC | LA | Natural Gas | 100% | 449 | 501 | #REF! |  | 88
| Hog Bayou Energy Center | SERC | AL | Natural Gas | 100% | 235 | 237 | #REF! |  | 89
| Santa Rosa Energy Center | SERC | FL | Natural Gas | 100% | 235 | 225 | #REF! |  | 90
| Pine Bluff Energy Center | SERC | AR | Natural Gas | 100% | 184 | 215 | #REF! |  | 91
| Auburndale Peaking Energy Center | FRCC | FL | Natural Gas | 100% | 0 | 117 | #REF! |  | 92 | Total number of plants
| Subtotal |  |  |  |  | 4577 | 6083
| Total operating power plants (92) |  |  |  |  | 21623.5 | 28081
Project under construction and advanced development
| Russell City Energy Center (7) | WECC | CA | Natural Gas | 75% | 429 | 464.25 | #REF!
| Los Esteros Critical Energy Facility (Upgrade) | WECC | CA | Natural Gas | 100% | 120 | 120 | #REF!
| Total operating power plants, and projects |  |  |  |  | 22172.5 | 28665.25
-1 | Natural gas-fired fleet capacities are generally derived on as-built as-designed outputs, including upgrades, based on site specific annual average temperatures and average process steam flows for cogeneration power plants, as applicable. Geothermal capacities are derived from historical generation output and steam reservoir modeling under average ambient conditions (temperatures and rainfall).
-2 | Natural gas-fired fleet peaking capacities are primarily derived on as-built as-designed peaking outputs based on site specific average summer temperatures and include power enhancement features such as heat recovery steam generator duct-firing, gas turbine power augmentation, and/or other power augmentation features. For certain power plants with definitive contracts, capacities at contract conditions have been included. Oil-fired capacities reflect capacity test results.
-3 | These outputs do not factor in the typical MW loss and recovery profiles over time, which natural-gas fired turbine power plants display associated with their planned major maintenance schedules.
-4 | Freeport Energy Center is owned by Calpine; however, it is contracted and operated by The Dow Chemical Company.
-5 | Calpine holds a 50% partnership interest in Greenfield Energy Centre; however, it is operated by a third party.
-6 | Calpine holds a 50% partnership interest in Whitby Cogeneration through its subsidiary; however, it is operated by Atlantic Packaging Products Ltd.
-7 | Aircraft Services' interest is approximately 35% at December 31, 2010; however, they have communicated to us that their interest will be reduced to not more than 25% upon closing of construction financing in 2011. We have presented our MW information based upon our expected 75% share.

## Recon Q1'11 (hidden)
Table of Operating Power Plants and Projects Under Advanced Development/Construction Recon
|  | West | Texas | North | Southeast | Total | Check | Notes
| Operating MW Capacities at 12.31.10: | 6886 | 7185 | 7336 | 6083 | 27490 | 0
| York COD |  |  | 565 |  | 565 |  | COD effective 03/02/2011
| 501F FD3 Upgrade - Baytown |  | 14 |  |  | 14 |  | 1 unit, BT2 01/20/11, effective date. BT4 limited due to HRSG issues - will update when available (Q2?)
| 7FA AGP Upgrade - Brazos Valley |  | 12 |  |  | 12 |  | 2 units, BV1 03/25/2011, BV2 03/19/2011 effective dates
| Operating MW Capacities at 3.31.11: | 6886 | 7211 | 7901 | 6083 | 28081 | #REF!
Proj under advanced development/construction:
| Move York to Operating |  |  | 0 |  | 0
| Russell City Energy Center | 464.25 |  |  |  | 464.25
| Upgrade - Los Esteros | 120 |  |  |  | 120
| Total under development/construction | 584.25 | 0 | 0 | 0 | 584.25 | -565
| Grand Total Net Peak Interest | 7470.25 | 7211 | 7901 | 6083 | 28665.25 | 26
[7 empty] | #REF! | Q1 2011 - Q4 2010
[7 empty] | #REF! | #REF!

## CPN Portfolio Q4'10 (hidden)
Table of Operating Power Plants and Projects Under Construction and Advanced Development as of December 31, 2010
[6 empty] | Calpine Net | Calpine Net
|  |  | U.S. State or |  | Calpine | Interest | Interest With
|  | NERC | Canadian |  | Interest | Baseload | Peaking
| SEGMENT /Power Plant | Region | Province | Technology | Percentage | (MW) (1)(3) | (MW) (2)(3) |  |  | Count of Plants
| WEST | [6 empty] | Count
Geothermal
| McCabe #5 & #6 | WECC | CA | Geothermal | 100% | 78 | 78 | 1 |  | 1
| Ridge Line #7 & #8 | WECC | CA | Geothermal | 100% | 69 | 69 | 2 |  | 2
| Calistoga | WECC | CA | Geothermal | 100% | 66 | 66 | 3 |  | 3
| Eagle Rock | WECC | CA | Geothermal | 100% | 66 | 66 | 4 |  | 4
| Quicksilver | WECC | CA | Geothermal | 100% | 53 | 53 | 5 |  | 5
| Cobb Creek | WECC | CA | Geothermal | 100% | 52 | 52 | 6 |  | 6
| Lake View | WECC | CA | Geothermal | 100% | 52 | 52 | 7 |  | 7
| Sulphur Springs | WECC | CA | Geothermal | 100% | 51 | 51 | 8 |  | 8
| Socrates | WECC | CA | Geothermal | 100% | 50 | 50 | 9 |  | 9
| Big Geysers | WECC | CA | Geothermal | 100% | 48 | 48 | 10 |  | 10
| Grant | WECC | CA | Geothermal | 100% | 43 | 43 | 11 |  | 11
| Sonoma | WECC | CA | Geothermal | 100% | 42 | 42 | 12 |  | 12
| West Ford Flat | WECC | CA | Geothermal | 100% | 24 | 24 | 13 |  | 13
| Aidlin | WECC | CA | Geothermal | 100% | 17 | 17 | 14 |  | 14
| Bear Canyon | WECC | CA | Geothermal | 100% | 14 | 14 | 15 |  | 15
Natural Gas-Fired
| Delta Energy Center | WECC | CA | Natural Gas | 100% | 835 | 857 | 16 |  | 16
| Pastoria Energy Center | WECC | CA | Natural Gas | 100% | 750 | 729 | 17 |  | 17
| Hermiston Power Project | WECC | OR | Natural Gas | 100% | 547 | 616 | #REF! |  | 18
| Otay Mesa Energy Center | WECC | CA | Natural Gas | 100% | 513 | 608 | #REF! |  | 19
| Metcalf Energy Center | WECC | CA | Natural Gas | 100% | 564 | 605 | #REF! |  | 20
| Sutter Energy Center | WECC | CA | Natural Gas | 100% | 542 | 578 | #REF! |  | 21
| Los Medanos Energy Center | WECC | CA | Natural Gas | 100% | 506 | 560 | #REF! |  | 22
| South Point Energy Center | WECC | AZ | Natural Gas | 100% | 520 | 530 | #REF! |  | 23
| Los Esteros Critical Energy Facility | WECC | CA | Natural Gas | 100% | 0 | 188 | #REF! |  | 24
| Gilroy Energy Center | WECC | CA | Natural Gas | 100% | 0 | 141 | #REF! |  | 25
| Gilroy Cogeneration Plant | WECC | CA | Natural Gas | 100% | 117 | 128 | #REF! |  | 26
| King City Cogeneration Plant | WECC | CA | Natural Gas | 100% | 120 | 120 | #REF! |  | 27
| Greenleaf 1 Power Plant | WECC | CA | Natural Gas | 100% | 50 | 50 | #REF! |  | 28
| Greenleaf 2 Power Plant | WECC | CA | Natural Gas | 100% | 49 | 49 | #REF! |  | 29
| Wolfskill Energy Center | WECC | CA | Natural Gas | 100% | 0 | 48 | #REF! |  | 30
| Yuba City Energy Center | WECC | CA | Natural Gas | 100% | 0 | 47 | #REF! |  | 31
| Feather River Energy Center | WECC | CA | Natural Gas | 100% | 0 | 47 | #REF! |  | 32
| Creed Energy Center | WECC | CA | Natural Gas | 100% | 0 | 47 | #REF! |  | 33
| Lambie Energy Center | WECC | CA | Natural Gas | 100% | 0 | 47 | #REF! |  | 34
| Goose Haven Energy Center | WECC | CA | Natural Gas | 100% | 0 | 47 | #REF! |  | 35
| Riverview Energy Center | WECC | CA | Natural Gas | 100% | 0 | 47 | #REF! |  | 36
| King City Peaking Energy Center | WECC | CA | Natural Gas | 100% | 0 | 44 | #REF! |  | 37
| Agnews Power Plant | WECC | CA | Natural Gas | 100% | 28 | 28 | #REF! |  | 38
| Subtotal |  |  |  |  | 5866 | 6886
TEXAS
| Freestone Energy Center | TRE | TX | Natural Gas | 75% | 779 | 746 | #REF! |  | 39
| Deer Park Energy Center | TRE | TX | Natural Gas | 100% | 830 | 1001 | #REF! |  | 40
| Baytown Energy Center | TRE | TX | Natural Gas | 100% | 740 | 800 | #REF! |  | 41
| Pasadena Power Plant | TRE | TX | Natural Gas | 100% | 763 | 781 | #REF! |  | 42
| Magic Valley Generating Station | TRE | TX | Natural Gas | 100% | 662 | 692 | #REF! |  | 43
| Brazos Valley Power Plant | TRE | TX | Natural Gas | 100% | 508 | 594 | #REF! |  | 44
| Channel Energy Center | TRE | TX | Natural Gas | 100% | 463 | 608 | #REF! |  | 45
| Corpus Christi Energy Center | TRE | TX | Natural Gas | 100% | 426 | 500 | #REF! |  | 46
| Texas City Power Plant | TRE | TX | Natural Gas | 100% | 400 | 453 | #REF! |  | 47
| Clear Lake Power Plant | TRE | TX | Natural Gas | 100% | 344 | 400 | #REF! |  | 48
| Hidalgo Energy Center | TRE | TX | Natural Gas | 78.5% | 392 | 374 | #REF! |  | 49
| Freeport Energy Center(4) | TRE | TX | Natural Gas | 100% | 210 | 236 | #REF! |  | 50
| Subtotal |  |  |  |  | 6517 | 7185
NORTH
| Bethlehem Energy Center | RFC | PA | Natural Gas | 100% | 1037 | 1130 | #REF! |  | 51
| Hay Road Energy Center | RFC | DE | Natural Gas | 100% | 1030 | 1130 | #REF! |  | 52
| Edge Moor Energy Center | RFC | DE | Natural Gas | 100% | 0 | 725 | #REF! |  | 53
| Riverside Energy Center | MRO | WI | Natural Gas | 100% | 518 | 603 | #REF! |  | 54
| Westbrook Energy Center | NPCC | ME | Natural Gas | 100% | 537 | 537 | #REF! |  | 55
| Greenfield Energy Centre(5) | NPCC | ON | Natural Gas | 50% | 422 | 519 | #REF! |  | 56
| RockGen Energy Center | MRO | WI | Natural Gas | 100% | 0 | 503 | #REF! |  | 57
| Zion Energy Center | RFC | IL | Natural Gas | 100% | 0 | 503 | #REF! |  | 58
| Mankato Power Plant | MRO | MN | Natural Gas | 100% | 280 | 375 | #REF! |  | 59
| Cumberland Energy Center | RFC | NJ | Natural Gas | 100% | 0 | 191 | #REF! |  | 60
| Deepwater Energy Center | RFC | NJ | Natural Gas | 100% | 0 | 158 | #REF! |  | 61
| Kennedy International Airport Power Plant | NPCC | NY | Natural Gas | 100% | 110 | 121 | #REF! |  | 62
| Sherman Avenue Energy Center | RFC | NJ | Natural Gas | 100% | 0 | 92 | #REF! |  | 63
| Bethpage Energy Center 3 | NPCC | NY | Natural Gas | 100% | 60 | 80 | #REF! |  | 64
| Middle Energy Center | RFC | NJ | Oil | 100% | 0 | 77 | #REF! |  | 65
| Carll's Corner Energy Center | RFC | NJ | Natural Gas | 100% | 0 | 73 | #REF! |  | 66
| Cedar Energy Center | RFC | NJ | Oil | 100% | 0 | 68 | #REF! |  | 67
| Mickleton Energy Center | RFC | NJ | Natural Gas | 100% | 0 | 67 | #REF! |  | 68
| Missouri Avenue Energy Center | RFC | NJ | Oil | 100% | 0 | 60 | #REF! |  | 69
| Bethpage Power Plant | NPCC | NY | Natural Gas | 100% | 55 | 56 | #REF! |  | 70
| Christiana Energy Center | RFC | DE | Oil | 100% | 0 | 53 | #REF! |  | 71
| Bethpage Peaker | NPCC | NY | Natural Gas | 100% | 0 | 48 | #REF! |  | 72
| Stony Brook Power Plant | NPCC | NY | Natural Gas | 100% | 45 | 47 | #REF! |  | 73
| Tasley Energy Center | RFC | VA | Oil | 100% | 0 | 26 | #REF! |  | 74
| Whitby Cogeneration(6) | NPCC | ON | Natural Gas | 50% | 25 | 25 | #REF! |  | 75
| Delaware City Energy Center | RFC | DE | Oil | 100% | 0 | 23 | #REF! |  | 76
| West Energy Center | RFC | DE | Oil | 100% | 0 | 20 | #REF! |  | 77
| Bayview Energy Center | RFC | VA | Oil | 100% | 0 | 12 | #REF! |  | 78
| Crisfield Energy Center | RFC | MD | Oil | 100% | 0 | 10 | #REF! |  | 79
| Vineland Solar Energy Center | RFC | NJ | Solar | 100% | 0 | 4 | #REF! | Total count of pwr plants | 80
| Subtotal |  |  |  |  | 4119 | 7336
SOUTHEAST
| Broad River Energy Center | SERC | SC | Natural Gas | 100% | 0 | 847 | #REF! |  | 81
| Morgan Energy Center | SERC | AL | Natural Gas | 100% | 720 | 807 | #REF! |  | 82
| Decatur Energy Center | SERC | AL | Natural Gas | 100% | 782 | 795 | #REF! |  | 83
| Columbia Energy Center | SERC | SC | Natural Gas | 100% | 455 | 606 | #REF! |  | 84
| Carville Energy Center | SERC | LA | Natural Gas | 100% | 449 | 501 | #REF! |  | 85
| Santa Rosa Energy Center | SERC | FL | Natural Gas | 100% | 235 | 225 | #REF! |  | 86
| Hog Bayou Energy Center | SERC | AL | Natural Gas | 100% | 235 | 237 | #REF! |  | 87
| Pine Bluff Energy Center | SERC | AR | Natural Gas | 100% | 184 | 215 | #REF! |  | 88
| Oneta Energy Center | SPP | OK | Natural Gas | 100% | 980 | 1134 | #REF! |  | 89
| Osprey Energy Center | FRCC | FL | Natural Gas | 100% | 537 | 599 | #REF! |  | 90
| Auburndale Peaking Energy Center | FRCC | FL | Natural Gas | 100% | 0 | 117 | #REF! |  | 91 | Total number of plants
| Subtotal |  |  |  |  | 4577 | 6083
| Total operating power plants (91) |  |  |  |  | 21079 | 27490
Project under construction and advanced development
| Russell City Energy Center (7) | WECC | CA | Natural Gas | 75% | 429 | 464.25 | #REF!
| Los Esteros Critical Energy Facility (Upgrade) | WECC | CA | Natural Gas | 100% | 120 | 120 | #REF!
| York Energy Center | RFC | PA | Natural Gas | 100% | 518.5 | 565 | #REF! | Total count of pwr plants
| Total operating power plants, and projects |  |  |  |  | 22146.5 | 28639.25
-1 | Natural gas-fired fleet capacities are generally derived on as-built as-designed outputs, including upgrades, based on site specific annual average temperatures and average process steam flows for cogeneration power plants, as applicable. Geothermal capacities are derived from historical generation output and steam reservoir modeling under average ambient conditions (temperatures and rainfall).
-2 | Natural gas-fired fleet peaking capacities are primarily derived on as-built as-designed peaking outputs based on site specific average summer temperatures and include power enhancement features such as heat recovery steam generator duct-firing, gas turbine power augmentation, and/or other power augmentation features. For certain power plants with definitive contracts, capacities at contract conditions have been included. Oil-fired capacities reflect capacity test results.
-3 | These outputs do not factor in the typical MW loss and recovery profiles over time, which natural-gas fired turbine power plants display associated with their planned major maintenance schedules.
-4 | Freeport Energy Center is owned by Calpine; however, it is contracted and operated by The Dow Chemical Company.
-5 | Calpine holds a 50% partnership interest in Greenfield Energy Centre; however, it is operated by a third party.
-6 | Calpine holds a 50% equity interest in Whitby Cogeneration; however, it is operated by Atlantic Packaging Products Ltd.
-7 | Aircraft Services' interest is approximately 35% at December 31, 2010; however, they have communicated to us that their interest will be reduced to not more than 25% upon closing of construction financing in 2011. We have presented our MW information based upon our expected 75% share.

## Recon Q4'10 (hidden)
Table of Operating Power Plants and Projects Under Advanced Development/Construction Recon
|  | West | Texas | North | Southeast | Total | Check | Notes
| Operating MW Capacities at 9.30.10: | 7817 | 7433 | 7336 | 6083 | 28669 | 0
| Rocky Mountain sale | -621 |  |  |  | -621
| Blue Spruce Sale | -310 |  |  |  | -310 |  | Rocky Mountain, Blue Spruce and 25% Freestone sale
| Freestone 25% sale |  | -248 |  |  | -248
| Operating MW Capacities at 12.31.10: | 6886 | 7185 | 7336 | 6083 | 27490 | -1179
Proj under advanced development/construction:
| Delta - Connectiv |  |  | 565 |  | 565
| Russell City Energy Center | 464.25 |  |  |  | 464.25 |  | Increased ownership stake from 65% to 75%
| Upgrade - Los Esteros | 120 |  |  |  | 120
| Total under development/construction | 584.25 | 0 | 565 | 0 | 1149.25 | 62.25
| Grand Total Net Peak Interest | 7470.25 | 7185 | 7901 | 6083 | 28639.25 | -1116.75
[7 empty] | -1116.75 | Q4-Q3
[7 empty] | 0 | OK

## CPN Combined Portfolio Q3'10 (hidden)
Table of Operating Power Plants and Projects Under Advanced Development as of September 30, 2010
[6 empty] | Calpine Net | Calpine Net
|  |  | U.S. State or |  | Calpine | Interest | Interest With
|  | NERC | Canadian |  | Interest | Baseload | Peaking
| SEGMENT /Power Plant | Region | Province | Technology | Percentage | (MW) (1)(3) | (MW) (2)(3) |  |  | Count of Plants
| WEST | [6 empty] | Count
Geothermal
| McCabe #5 & #6 | WECC | CA | Geothermal | 100% | 78 | 78 | 1 |  | 1
| Ridge Line #7 & #8 | WECC | CA | Geothermal | 100% | 69 | 69 | 2 |  | 2
| Calistoga | WECC | CA | Geothermal | 100% | 66 | 66 | 3 |  | 3
| Eagle Rock | WECC | CA | Geothermal | 100% | 66 | 66 | 4 |  | 4
| Quicksilver | WECC | CA | Geothermal | 100% | 53 | 53 | 5 |  | 5
| Cobb Creek | WECC | CA | Geothermal | 100% | 52 | 52 | 6 |  | 6
| Lake View | WECC | CA | Geothermal | 100% | 52 | 52 | 7 |  | 7
| Sulphur Springs | WECC | CA | Geothermal | 100% | 51 | 51 | 8 |  | 8
| Socrates | WECC | CA | Geothermal | 100% | 50 | 50 | 9 |  | 9
| Big Geysers | WECC | CA | Geothermal | 100% | 48 | 48 | 10 |  | 10
| Grant | WECC | CA | Geothermal | 100% | 43 | 43 | 11 |  | 11
| Sonoma | WECC | CA | Geothermal | 100% | 42 | 42 | 12 |  | 12
| West Ford Flat | WECC | CA | Geothermal | 100% | 24 | 24 | 13 |  | 13
| Aidlin | WECC | CA | Geothermal | 100% | 17 | 17 | 14 |  | 14
| Bear Canyon | WECC | CA | Geothermal | 100% | 14 | 14 | 15 |  | 15
Natural Gas-Fired
| Delta Energy Center | WECC | CA | Natural Gas | 100% | 835 | 857 | 16 |  | 16
| Pastoria Energy Center | WECC | CA | Natural Gas | 100% | 750 | 729 | 17 |  | 17
| Rocky Mountain Energy Center | WECC | CO | Natural Gas | 100% | 479 | 621 | 18 |  | 18
| Hermiston Power Project | WECC | OR | Natural Gas | 100% | 547 | 616 | 19 |  | 19
| Otay Mesa Energy Center(4) | WECC | CA | Natural Gas | 100% | 513 | 608 | 40 |  | 20
| Metcalf Energy Center | WECC | CA | Natural Gas | 100% | 564 | 605 | 20 |  | 21
| Sutter Energy Center | WECC | CA | Natural Gas | 100% | 542 | 578 | 21 |  | 22
| Los Medanos Energy Center | WECC | CA | Natural Gas | 100% | 506 | 560 | 22 |  | 23
| South Point Energy Center | WECC | AZ | Natural Gas | 100% | 520 | 530 | 23 |  | 24
| Blue Spruce Energy Center | WECC | CO | Natural Gas | 100% | 0 | 310 | 24 |  | 25
| Los Esteros Critical Energy Facility | WECC | CA | Natural Gas | 100% | 0 | 188 | 25 |  | 26
| Gilroy Energy Center | WECC | CA | Natural Gas | 100% | 0 | 141 | 26 |  | 27
| Gilroy Cogeneration Plant | WECC | CA | Natural Gas | 100% | 117 | 128 | 27 |  | 28
| King City Cogeneration Plant | WECC | CA | Natural Gas | 100% | 120 | 120 | 28 |  | 29
| Greenleaf 1 Power Plant | WECC | CA | Natural Gas | 100% | 50 | 50 | 29 |  | 30
| Greenleaf 2 Power Plant | WECC | CA | Natural Gas | 100% | 49 | 49 | 30 |  | 31
| Wolfskill Energy Center | WECC | CA | Natural Gas | 100% | 0 | 48 | 31 |  | 32
| Yuba City Energy Center | WECC | CA | Natural Gas | 100% | 0 | 47 | 32 |  | 33
| Feather River Energy Center | WECC | CA | Natural Gas | 100% | 0 | 47 | 33 |  | 34
| Creed Energy Center | WECC | CA | Natural Gas | 100% | 0 | 47 | 34 |  | 35
| Lambie Energy Center | WECC | CA | Natural Gas | 100% | 0 | 47 | 35 |  | 36
| Goose Haven Energy Center | WECC | CA | Natural Gas | 100% | 0 | 47 | 36 |  | 37
| Riverview Energy Center | WECC | CA | Natural Gas | 100% | 0 | 47 | 37 |  | 38
| King City Peaking Energy Center | WECC | CA | Natural Gas | 100% | 0 | 44 | 38 |  | 39
| Agnews Power Plant | WECC | CA | Natural Gas | 100% | 28 | 28 | 39 |  | 40
| Subtotal |  |  |  |  | 6345 | 7817
TEXAS
| Freestone Energy Center | TRE | TX | Natural Gas | 100% | 1038 | 994 | 41 |  | 41
| Deer Park Energy Center | TRE | TX | Natural Gas | 100% | 830 | 1001 | 42 |  | 42
| Baytown Energy Center | TRE | TX | Natural Gas | 100% | 740 | 800 | 43 |  | 43
| Pasadena Power Plant | TRE | TX | Natural Gas | 100% | 763 | 781 | 44 |  | 44
| Magic Valley Generating Station | TRE | TX | Natural Gas | 100% | 662 | 692 | 45 |  | 45
| Brazos Valley Power Plant | TRE | TX | Natural Gas | 100% | 508 | 594 | 46 |  | 46
| Channel Energy Center | TRE | TX | Natural Gas | 100% | 463 | 608 | 47 |  | 47
| Corpus Christi Energy Center | TRE | TX | Natural Gas | 100% | 426 | 500 | 48 |  | 48
| Texas City Power Plant | TRE | TX | Natural Gas | 100% | 400 | 453 | 49 |  | 49
| Clear Lake Power Plant | TRE | TX | Natural Gas | 100% | 344 | 400 | 50 |  | 50
| Hidalgo Energy Center | TRE | TX | Natural Gas | 78.5% | 392 | 374 | 51 |  | 51
| Freeport Energy Center(5) | TRE | TX | Natural Gas | 100% | 210 | 236 | 52 |  | 52
| Subtotal |  |  |  |  | 6776 | 7433
NORTH
| Bethlehem Energy Center | RFC | PA | Natural Gas | 100% | 1037 | 1130 | 64 |  | 53
| Hay Road Energy Center | RFC | DE | Natural Gas | 100% | 1030 | 1130 | 65 |  | 54
| Edge Moor Energy Center | RFC | DE | Natural Gas | 100% | 0 | 725 | 66 |  | 55
| Riverside Energy Center | MRO | WI | Natural Gas | 100% | 518 | 603 | 67 |  | 56
| Westbrook Energy Center | NPCC | ME | Natural Gas | 100% | 537 | 537 | 68 |  | 57
| Greenfield Energy Centre(6) | NPCC | ON | Natural Gas | 50% | 422 | 519 | 69 |  | 58
| RockGen Energy Center | MRO | WI | Natural Gas | 100% | 0 | 503 | 70 |  | 59
| Zion Energy Center | RFC | IL | Natural Gas | 100% | 0 | 503 | 71 |  | 60
| Mankato Power Plant | MRO | MN | Natural Gas | 100% | 280 | 375 | 72 |  | 61
| Cumberland Energy Center | RFC | NJ | Natural Gas | 100% | 0 | 191 | 73 |  | 62
| Deepwater Energy Center | RFC | NJ | Natural Gas | 100% | 0 | 158 | 74 |  | 63
| Kennedy International Airport Power Plant | NPCC | NY | Natural Gas | 100% | 110 | 121 | 75 |  | 64
| Sherman Avenue Energy Center | RFC | NJ | Natural Gas | 100% | 0 | 92 | 76 |  | 65
| Bethpage Energy Center 3 | NPCC | NY | Natural Gas | 100% | 60 | 80 | 77 |  | 66
| Middle Energy Center | RFC | NJ | Oil | 100% | 0 | 77 | 78 |  | 67
| Carll's Corner Energy Center | RFC | NJ | Natural Gas | 100% | 0 | 73 | 79 |  | 68
| Cedar Energy Center | RFC | NJ | Oil | 100% | 0 | 68 | 80 |  | 69
| Mickleton Energy Center | RFC | NJ | Natural Gas | 100% | 0 | 67 | 81 |  | 70
| Missouri Avenue Energy Center | RFC | NJ | Oil | 100% | 0 | 60 | 82 |  | 71
| Bethpage Power Plant | NPCC | NY | Natural Gas | 100% | 55 | 56 | 83 |  | 72
| Christiana Energy Center | RFC | DE | Oil | 100% | 0 | 53 | 84 |  | 73
| Bethpage Peaker | NPCC | NY | Natural Gas | 100% | 0 | 48 | 85 |  | 74
| Stony Brook Power Plant | NPCC | NY | Natural Gas | 100% | 45 | 47 | 86 |  | 75
| Tasley Energy Center | RFC | VA | Oil | 100% | 0 | 26 | 87 |  | 76
| Whitby Cogeneration(7) | NPCC | ON | Natural Gas | 50% | 25 | 25 | 88 |  | 77
| Delaware City Energy Center | RFC | DE | Oil | 100% | 0 | 23 | 89 |  | 78
| West Energy Center | RFC | DE | Oil | 100% | 0 | 20 | 90 |  | 79
| Bayview Energy Center | RFC | VA | Oil | 100% | 0 | 12 | 91 |  | 80
| Crisfield Energy Center | RFC | MD | Oil | 100% | 0 | 10 | 92 |  | 81
| Vineland Solar Energy Center | RFC | NJ | Solar | 100% | 0 | 4 | 93 | Total count of pwr plants | 82
| Subtotal |  |  |  |  | 4119 | 7336
SOUTHEAST
| Broad River Energy Center | SERC | SC | Natural Gas | 100% | 0 | 847 | 53 |  | 83
| Morgan Energy Center | SERC | AL | Natural Gas | 100% | 720 | 807 | 54 |  | 84
| Decatur Energy Center | SERC | AL | Natural Gas | 100% | 782 | 795 | 55 |  | 85
| Columbia Energy Center | SERC | SC | Natural Gas | 100% | 455 | 606 | 56 |  | 86
| Carville Energy Center | SERC | LA | Natural Gas | 100% | 449 | 501 | 57 |  | 87
| Santa Rosa Energy Center | SERC | FL | Natural Gas | 100% | 235 | 225 | 58 |  | 88
| Hog Bayou Energy Center | SERC | AL | Natural Gas | 100% | 235 | 237 | 59 |  | 89
| Pine Bluff Energy Center | SERC | AR | Natural Gas | 100% | 184 | 215 | 60 |  | 90
| Oneta Energy Center | SPP | OK | Natural Gas | 100% | 980 | 1134 | 61 |  | 91
| Osprey Energy Center | FRCC | FL | Natural Gas | 100% | 537 | 599 | 62 |  | 92
| Auburndale Peaking Energy Center | FRCC | FL | Natural Gas | 100% | 0 | 117 | 63 |  | 93 | Total number of plants
| Subtotal |  |  |  |  | 4577 | 6083
| Total operating power plants (93) |  |  |  |  | 21817 | 28669
Project under advanced development
| Russell City Energy Center | WECC | CA | Natural Gas | 65% | 372 | 402 | 94
| Los Esteros Critical Energy Facility (Upgrade) | WECC | CA | Natural Gas | 100% | 120 | 120 | 95
| York Energy Center | RFC | PA | Natural Gas | 100% | 518.5 | 565 | 96 | Total count of pwr plants
| Total operating power plants, and projects |  |  |  |  | 22827.5 | 29756
-1 | Natural gas-fired fleet capacities are generally derived on as-built as-designed outputs, including upgrades, based on site specific annual average temperatures and average process steam flows for cogeneration power plants, as applicable. Geothermal capacities are derived from historical generation output and steam reservoir modeling under average ambient conditions (temperatures and rainfall).
-2 | Natural gas-fired fleet peaking capacities are primarily derived on as-built as-designed peaking outputs based on site specific average summer temperatures and include power enhancement features such as heat recovery steam generator duct-firing, gas turbine power augmentation, and/or other power augmentation features. For certain power plants with definitive contracts, capacities at contract conditions have been included. Oil-fired capacities reflect capacity test results.
-3 | These outputs do not factor in the typical MW loss and recovery profiles over time, which natural-gas fired turbine power plants display associated with their planned major maintenance schedules.
-4 | Otay Mesa Energy Center began commercial operations on October 3, 2009.
-5 | Freeport Energy Center is owned by Calpine; however, it is contracted and operated by The Dow Chemical Company.
-6 | Calpine holds a 50% joint venture interest in Greenfield Energy Centre; however, it is operated by a third party.
-7 | Calpine holds a less-than-majority owned (50%) equity interest in Whitby Cogeneration; however, it is operated by Atlantic Packaging Products Ltd.

## Recon Q3'10 (hidden)
Table of Operating Power Plants and Projects Under Advanced Development/Construction Recon
|  | West | Texas | Southeast | North | Total | Check | Notes
| Operating MW Capacities at 6.30.10: | 7817 | 7433 | 6083 | 7336 | 28669 | 0
| Pasadena Upgrade |  |  |  |  | 0
| Deer Park Upgrades |  |  |  |  | 0 |  | 4 additional MW for Unit 2 (upgraded Q4), 14 MW for Unit 4 (completed in March, testing completed in April), and 13 MW for Unit 3 (completed Q2 - testing still draft)
| Watsonville Retirement |  |  |  |  | 0
| Operating MW Capacities at 9.30.10: | 7817 | 7433 | 6083 | 7336 | 28669 | 0
Proj under advanced development/construction:
| Delta - Connectiv |  |  |  | 565 | 565
| Russell City Energy Center | 402 |  |  |  | 402
| Upgrade - Los Esteros | 120 |  |  |  | 120
| Total under development/construction | 522 | 0 | 0 | 565 | 1087 | 0
| Grand Total | 8339 | 7433 | 6083 | 7901 | 29756 | 0

## CPN Portfolio Q2'10 wo Cedar (hidden)
Table of Operating Power Plants and Projects Under Advanced Development as of June 30, 2010
[6 empty] | Calpine Net | Calpine Net
|  |  | U.S. State or |  | Calpine | Interest | Interest With
|  | NERC | Canadian |  | Interest | Baseload | Peaking
| SEGMENT /Power Plant | Region | Province | Technology | Percentage | (MW) (1)(3) | (MW) (2)(3) |  |  | Check Name | Baseload Change | Pkg Change | Notes on Changes from Q1 2010
| WEST | [6 empty] | Count
Geothermal
| McCabe #5 & #6 | WECC | CA | Geothermal | 100% | 78 | 78 | 1 |  | TRUE | 0 | 0
| Ridge Line #7 & #8 | WECC | CA | Geothermal | 100% | 69 | 69 | 2 |  | TRUE | 0 | 0
| Calistoga | WECC | CA | Geothermal | 100% | 66 | 66 | 3 |  | TRUE | 0 | 0
| Eagle Rock | WECC | CA | Geothermal | 100% | 66 | 66 | 4 |  | TRUE | 0 | 0
| Quicksilver | WECC | CA | Geothermal | 100% | 53 | 53 | 5 |  | TRUE | 0 | 0
| Cobb Creek | WECC | CA | Geothermal | 100% | 52 | 52 | 6 |  | TRUE | 0 | 0
| Lake View | WECC | CA | Geothermal | 100% | 52 | 52 | 7 |  | TRUE | 0 | 0
| Sulphur Springs | WECC | CA | Geothermal | 100% | 51 | 51 | 8 |  | TRUE | 0 | 0
| Socrates | WECC | CA | Geothermal | 100% | 50 | 50 | 9 |  | TRUE | 0 | 0
| Big Geysers | WECC | CA | Geothermal | 100% | 48 | 48 | 10 |  | TRUE | 0 | 0
| Grant | WECC | CA | Geothermal | 100% | 43 | 43 | 11 |  | TRUE | 0 | 0
| Sonoma | WECC | CA | Geothermal | 100% | 42 | 42 | 12 |  | TRUE | 0 | 0
| West Ford Flat | WECC | CA | Geothermal | 100% | 24 | 24 | 13 |  | TRUE | 0 | 0
| Aidlin | WECC | CA | Geothermal | 100% | 17 | 17 | 14 |  | TRUE | 0 | 0
| Bear Canyon | WECC | CA | Geothermal | 100% | 14 | 14 | 15 |  | TRUE | 0 | 0
Natural Gas-Fired
| Delta Energy Center | WECC | CA | Natural Gas | 100% | 835 | 857 | 16 |  | TRUE | 0 | 0
| Pastoria Energy Center | WECC | CA | Natural Gas | 100% | 750 | 729 | 17 |  | TRUE | 0 | 0
| Rocky Mountain Energy Center | WECC | CO | Natural Gas | 100% | 479 | 621 | 18 |  | TRUE | 0 | 0
| Hermiston Power Project | WECC | OR | Natural Gas | 100% | 547 | 616 | 19 |  | TRUE | 0 | 0
| Metcalf Energy Center | WECC | CA | Natural Gas | 100% | 564 | 605 | 20 |  | TRUE | 0 | 0
| Sutter Energy Center | WECC | CA | Natural Gas | 100% | 542 | 578 | 21 |  | TRUE | 0 | 0
| Los Medanos Energy Center | WECC | CA | Natural Gas | 100% | 506 | 560 | 22 |  | TRUE | 0 | 0
| South Point Energy Center | WECC | AZ | Natural Gas | 100% | 520 | 530 | 23 |  | TRUE | 0 | 0
| Blue Spruce Energy Center | WECC | CO | Natural Gas | 100% | 0 | 310 | 24 |  | TRUE | 0 | 0
| Los Esteros Critical Energy Facility | WECC | CA | Natural Gas | 100% | 0 | 188 | 25 |  | TRUE | 0 | 0
| Gilroy Energy Center | WECC | CA | Natural Gas | 100% | 0 | 141 | 26 |  | TRUE | 0 | 0
| Gilroy Cogeneration Plant | WECC | CA | Natural Gas | 100% | 117 | 128 | 27 |  | TRUE | 0 | 0
| King City Cogeneration Plant | WECC | CA | Natural Gas | 100% | 120 | 120 | 28 |  | TRUE | 0 | 0
| Greenleaf 1 Power Plant | WECC | CA | Natural Gas | 100% | 50 | 50 | 29 |  | TRUE | 0 | 0
| Greenleaf 2 Power Plant | WECC | CA | Natural Gas | 100% | 49 | 49 | 30 |  | TRUE | 0 | 0
| Wolfskill Energy Center | WECC | CA | Natural Gas | 100% | 0 | 48 | 31 |  | TRUE | 0 | 0
| Yuba City Energy Center | WECC | CA | Natural Gas | 100% | 0 | 47 | 32 |  | TRUE | 0 | 0
| Feather River Energy Center | WECC | CA | Natural Gas | 100% | 0 | 47 | 33 |  | TRUE | 0 | 0
| Creed Energy Center | WECC | CA | Natural Gas | 100% | 0 | 47 | 34 |  | TRUE | 0 | 0
| Lambie Energy Center | WECC | CA | Natural Gas | 100% | 0 | 47 | 35 |  | TRUE | 0 | 0
| Goose Haven Energy Center | WECC | CA | Natural Gas | 100% | 0 | 47 | 36 |  | TRUE | 0 | 0
| Riverview Energy Center | WECC | CA | Natural Gas | 100% | 0 | 47 | 37 |  | TRUE | 0 | 0
| King City Peaking Energy Center | WECC | CA | Natural Gas | 100% | 0 | 44 | 38 |  | TRUE | 0 | 0
| Agnews Power Plant | WECC | CA | Natural Gas | 100% | 28 | 28 | 39 |  | TRUE | 0 | 0 | Note formula reference change
| Otay Mesa Energy Center(4) | WECC | CA | Natural Gas | 100% | 513 | 608 | 40 |  | TRUE | 0 | 0
| Subtotal |  |  |  |  | 6345 | 7817 |  |  | TRUE | -29 | -29 | Watsonville gone
TEXAS
| Freestone Energy Center | TRE | TX | Natural Gas | 100% | 1038 | 994 | 41 |  | TRUE | 0 | 0
| Deer Park Energy Center | TRE | TX | Natural Gas | 100% | 830 | 1001 | 42 |  | TRUE | 31 | 31 | 4 additional MW for Unit 2 (upgraded Q4), 14 MW for Unit 4 (completed in March, testing completed in April), and 13 MW for Unit 3 (completed Q2 - testing still draft)
| Baytown Energy Center | TRE | TX | Natural Gas | 100% | 740 | 800 | 43 |  | TRUE | 0 | 0
| Pasadena Power Plant | TRE | TX | Natural Gas | 100% | 763 | 781 | 44 |  | TRUE | 10 | 10 | FC to FD conversion at Unit 1 (draft uplift)
| Magic Valley Generating Station | TRE | TX | Natural Gas | 100% | 662 | 692 | 45 |  | TRUE | 0 | 0
| Brazos Valley Power Plant | TRE | TX | Natural Gas | 100% | 508 | 594 | 46 |  | TRUE | 0 | 0
| Channel Energy Center | TRE | TX | Natural Gas | 100% | 463 | 608 | 47 |  | TRUE | 0 | 0
| Corpus Christi Energy Center | TRE | TX | Natural Gas | 100% | 426 | 500 | 48 |  | TRUE | 0 | 0
| Texas City Power Plant | TRE | TX | Natural Gas | 100% | 400 | 453 | 49 |  | TRUE | 0 | 0
| Clear Lake Power Plant | TRE | TX | Natural Gas | 100% | 344 | 400 | 50 |  | TRUE | 0 | 0
| Hidalgo Energy Center | TRE | TX | Natural Gas | 78.5% | 392 | 374 | 51 |  | TRUE | 0 | 0
| Freeport Energy Center(5) | TRE | TX | Natural Gas | 100% | 210 | 236 | 52 |  | TRUE | 0 | 0
| Subtotal |  |  |  |  | 6776 | 7433 |  |  | TRUE | 41 | 41
SOUTHEAST
| Broad River Energy Center | SERC | SC | Natural Gas | 100% | 0 | 847 | 53 |  | TRUE | 0 | 0
| Morgan Energy Center | SERC | AL | Natural Gas | 100% | 720 | 807 | 54 |  | TRUE | 0 | 0
| Decatur Energy Center | SERC | AL | Natural Gas | 100% | 782 | 795 | 55 |  | TRUE | 0 | 0
| Columbia Energy Center | SERC | SC | Natural Gas | 100% | 455 | 606 | 56 |  | TRUE | 0 | 0
| Carville Energy Center | SERC | LA | Natural Gas | 100% | 449 | 501 | 57 |  | TRUE | 0 | 0
| Santa Rosa Energy Center | SERC | FL | Natural Gas | 100% | 235 | 225 | 58 |  | TRUE | 0 | 0
| Hog Bayou Energy Center | SERC | AL | Natural Gas | 100% | 235 | 237 | 59 |  | TRUE | 0 | 0
| Pine Bluff Energy Center | SERC | AR | Natural Gas | 100% | 184 | 215 | 60 |  | TRUE | 0 | 0
| Oneta Energy Center | SPP | OK | Natural Gas | 100% | 980 | 1134 | 61 |  | TRUE | 0 | 0
| Osprey Energy Center | FRCC | FL | Natural Gas | 100% | 537 | 599 | 62 |  | TRUE | 0 | 0
| Auburndale Peaking Energy Center | FRCC | FL | Natural Gas | 100% | 0 | 117 | 63 |  | TRUE | 0 | 0
| Subtotal |  |  |  |  | 4577 | 6083 |  |  | TRUE | 0 | 0
NORTH
| Riverside Energy Center | MRO | WI | Natural Gas | 100% | 518 | 603 | 64 |  | TRUE | 0 | 0
| RockGen Energy Center | MRO | WI | Natural Gas | 100% | 0 | 503 | 65 |  | TRUE | 0 | 0
| Mankato Power Plant | MRO | MN | Natural Gas | 100% | 280 | 375 | 66 |  | TRUE | 0 | 0
| Westbrook Energy Center | NPCC | ME | Natural Gas | 100% | 537 | 537 | 67 |  | TRUE | 0 | 0
| Kennedy International Airport Power Plant | NPCC | NY | Natural Gas | 100% | 110 | 121 | 68 |  | TRUE | 0 | 0
| Bethpage Energy Center 3 | NPCC | NY | Natural Gas | 100% | 60 | 80 | 69 |  | TRUE | 0 | 0
| Bethpage Power Plant | NPCC | NY | Natural Gas | 100% | 55 | 56 | 70 |  | TRUE | 0 | 0
| Bethpage Peaker | NPCC | NY | Natural Gas | 100% | 0 | 48 | 71 |  | TRUE | 0 | 0
| Stony Brook Power Plant | NPCC | NY | Natural Gas | 100% | 45 | 47 | 72 |  | TRUE | 0 | 0
| Whitby Cogeneration(6) | NPCC | ON | Natural Gas | 50% | 25 | 25 | 73 |  | TRUE | 0 | 0
| Greenfield Energy Centre(7) | NPCC | ON | Natural Gas | 50% | 422 | 519 | 74 |  | TRUE | 0 | 0
| Zion Energy Center | RFC | IL | Natural Gas | 100% | 0 | 503 | 75 | Total count of pwr plants | TRUE | 0 | 0
| Subtotal |  |  |  |  | 2052 | 3417 |  |  | TRUE | 0 | 0
| Total operating power plants (76) |  |  |  |  | 19750 | 24750 |  |  | TRUE | 12 | 12
Project under advanced development
| Russell City Energy Center | WECC | CA | Natural Gas | 65% | 362 | 390 |  |  | TRUE | 0 | 0
| Los Esteros Critical Energy Facility (Upgrade) | WECC | CA | Natural Gas | 100% | 120 | 120 |  |  | TRUE | 0 | 0
| Total operating power plants, and projects |  |  |  |  | 20232 | 25260 |  |  | TRUE | 12 | 12
-1 | Natural gas-fired fleet capacities are derived on as-built as-designed outputs, including upgrades, based on site specific annual average temperatures and average process steam flows for cogeneration power plants, as applicable. Geothermal capacities are derived from historical generation output and steam reservoir modeling under average ambient conditions (temperatures and rainfall).
-2 | Natural gas-fired fleet peaking capacities are primarily derived on as-built as-designed peaking outputs based on site specific average summer temperatures and include power enhancement features such as heat recovery steam generator duct-firing, gas turbine power augmentation, and/or other power augmentation features. For certain power plants with definitive contracts, capacities at contract conditions have been included.
-3 | These outputs do not factor in the typical MW loss and recovery profiles over time, which natural-gas fired turbine power plants display associated with their planned major maintenance schedules.
-4 | Otay Mesa Energy Center began commercial operations on October 3, 2009.
-5 | Freeport Energy Center is owned by Calpine; however, it is contracted and operated by The Dow Chemical Company.
-6 | Calpine holds a less-than-majority owned (50%) equity interest in Whitby Cogeneration; however, it is operated by Atlantic Packaging Products Ltd.
-7 | Calpine holds a 50% joint venture interest in Greenfield Energy Centre; however, it is operated by a third party.

## Conectiv Q2'10 for PRD (hidden)
For Summary Page
Plant | Location City,State | COD month/year | CPN Net Interest Baseload (MW) | CPN Net Interest w/Peaking (MW) | Ownership CPN % | Technology | Turbines | NERC Region | Plant Status | Picture | SEGMENT /Power Plant | Region | Province | Technology | Percentage | Net Interest Baseload (MW) | Net Interest w/ Pkg (MW)
Bethlehem Energy Center | Bethlehem, Penn. | 2003 | 1037 | 1130 | 100% | Natural gas-fired/oil, combined-cycle | six Siemens V84.2, two Alstom ST | PJM | Combined-cycle | yes | Bethlehem Energy Center | PJM | PA | Natural Gas | 100% | 1037 | 1130
Hay Road Energy Center | Wilmington, Del. | Unit 1-4 1989 Unit 5-8 2001 | 1030 | 1130 | 100% | Natural gas-fired/oil, combined-cycle | six Siemens V84.2, one ABB ST, one Alstom ST | PJM | Combined-cycle | yes | Hay Road Energy Center | PJM | DE | Natural Gas | 100% | 1030 | 1130
Edge Moor Energy Center | Wilmington, Del. | Unit 3 1954 Unit 4 1966 Unit 5 1973 Unit 10 1963 |  | 725 | 100% | Natural gas-fired/oil, Rankine cycle | two General Electric ST; one Westinghouse ST; one TP&M FT-4A-5 | PJM | Rankine cycle / Other | yes | Edge Moor Energy Center | PJM | DE | Natural Gas | 100% | 0 | 725
Cumberland Energy Center | Millville, N.J. | Unit 1 1990 Unit 2 2009 |  | 191 | 100% | Natural gas-fired/oil, simple-cycle | one GE 7EA; one GE LMS-100 | PJM | Simple-cycle / Other | yes | Cumberland Energy Center | PJM | NJ | Natural Gas | 100% | 0 | 191
Deepwater Energy Center | Pennsville, N.J. | Unit 1 1958 Unit 6 1954 |  | 158 | 100% | Natural gas-fired/oil, Rankine cycle | two General Electric steam turbines | PJM | Rankine cycle / Other | yes | Deepwater Energy Center | PJM | NJ | Natural Gas | 100% | 0 | 158
Sherman Avenue Energy Center | Vineland, N.J. | 1991 |  | 92 | 100% | Natural gas-fired/oil, simple-cycle | General Electric 7EA | PJM | Simple-cycle / Other | yes | Sherman Avenue Energy Center | PJM | NJ | Natural Gas | 100% | 0 | 92
Middle Energy Center | Rio Grande, N.J. | Units 1&2 1970 Unit 3 1971 |  | 77 | 100% | Oil, simple-cycle | two TP&M FT4A-9 / Worthington ER224 | PJM | Simple-cycle / Other | yes | Middle Energy Center | PJM | NJ | Oil | 100% | 0 | 77
Carll's Corner Energy Center | Carlls Corner, N.J. | 1973 |  | 73 | 100% | Natural gas-fired/oil, simple-cycle | two TP&M FT4A-9; one Worthington ER224 | PJM | Simple-cycle / Other | yes | Carll's Corner Energy Center | PJM | NJ | Natural Gas | 100% | 0 | 73
Cedar Energy Center | Manahawkin, N.J. | 1972 |  | 68 | 100% | Oil, simple-cycle | TP&M FT-4A-11; TP&M FT-2A-11 | PJM | Simple-cycle / Other | yes | Cedar Energy Center | PJM | NJ | Oil | 100% | 0 | 68
Missouri Avenue Energy Center | Atlantic City, N.J. | 1969 |  | 60 | 100% | Oil, simple-cycle | three TP&M FT4A-9 | PJM | Simple-cycle / Other | yes | Missouri Avenue Energy Center | PJM | NJ | Oil | 100% | 0 | 60
Mickleton Energy Center | Mickleton, N.J. | 1974 |  | 67 | 100% | Natural gas-fired,simple-cycle | Westinghouse 501C | PJM | Simple-cycle / Other | yes | Mickleton Energy Center | PJM | NJ | Natural Gas | 100% | 0 | 67
Christiana Energy Center | Wilmington, Del. | 1973 |  | 53 | 100% | Oil, simple-cycle | two General Electric Frame 5 | PJM | Simple-cycle / Other | yes | Christiana Energy Center | PJM | DE | Oil | 100% | 0 | 53
Tasley Energy Center | Tasley, Va. | 1972 |  | 26 | 100% | Oil, simple-cycle | Westinghouse 251B | PJM | Simple-cycle / Other | yes | Tasley Energy Center | PJM | VA | Oil | 100% | 0 | 26
Delaware City Energy Center | Delaware City, Del. | 1968 |  | 23 | 100% | Oil, simple-cycle | TP&M FT-4A-8 | PJM | Simple-cycle / Other | yes | Delaware City Energy Center | PJM | DE | Oil | 100% | 0 | 23
West Energy Center | Marshallton, Del. | 1964 |  | 20 | 100% | Oil, simple-cycle | TP&M FT-4A-8 | PJM | Simple-cycle / Other | yes | West Energy Center | PJM | DE | Oil | 100% | 0 | 20
Bayview Energy Center | Bayview, Va. | 1963 |  | 12 | 100% | Oil, simple-cycle | six General Motors diesel engines | PJM | Simple-cycle / Other | yes | Bayview Energy Center | PJM | VA | Oil | 100% | 0 | 12
Crisfield Energy Center | Crisfield, Md. | 1968 |  | 10 | 100% | Oil, simple-cycle | four General Motors diesel engines | PJM | Simple-cycle / Other | yes | Crisfield Energy Center | PJM | MD | Oil | 100% | 0 | 10
Vineland Solar Energy Center | Vineland, N.J. | 2009 |  | 4 | 100% | Solar | Monocrystalline Sillicon | PJM | Renewable | yes | Vineland Solar Energy Center | PJM | NJ | Solar | 100% | 0 | 4
Delta Township Energy Center | Delta Township, Penn. | 2011-06-01 | 518.5 | 565 | 100% | Natural gas-fired/oil, combined-cycle | three Siemens V84.2, one Alstom ST | PJM | Under Construction | yes | Delta Township Energy Center | PJM | PA | Natural Gas | 100% | 518.5 | 565
| total w/o delta |  | 2067 | 3919
| total w/ delta |  | 2585.5 | 4484
Note on E11: tlong: will increase to 91 MW (+18) once foggers are installed
Note on E16: tlong: will increase to 32 MW (+6) once foggers installed

## CPN Combined Portfolio Q2'10 (hidden)
Table of Operating Power Plants and Projects Under Advanced Development as of July 2010
[6 empty] | Calpine Net | Calpine Net
|  |  | U.S. State or |  | Calpine | Interest | Interest With
|  | NERC | Canadian |  | Interest | Baseload | Peaking
| SEGMENT /Power Plant | Region | Province | Technology | Percentage | (MW) (1)(3) | (MW) (2)(3) |  |  | Count of Plants
| WEST | [6 empty] | Count
Geothermal
| McCabe #5 & #6 | WECC | CA | Geothermal | 100% | 78 | 78 | 1 |  | 1
| Ridge Line #7 & #8 | WECC | CA | Geothermal | 100% | 69 | 69 | 2 |  | 2
| Calistoga | WECC | CA | Geothermal | 100% | 66 | 66 | 3 |  | 3
| Eagle Rock | WECC | CA | Geothermal | 100% | 66 | 66 | 4 |  | 4
| Quicksilver | WECC | CA | Geothermal | 100% | 53 | 53 | 5 |  | 5
| Cobb Creek | WECC | CA | Geothermal | 100% | 52 | 52 | 6 |  | 6
| Lake View | WECC | CA | Geothermal | 100% | 52 | 52 | 7 |  | 7
| Sulphur Springs | WECC | CA | Geothermal | 100% | 51 | 51 | 8 |  | 8
| Socrates | WECC | CA | Geothermal | 100% | 50 | 50 | 9 |  | 9
| Big Geysers | WECC | CA | Geothermal | 100% | 48 | 48 | 10 |  | 10
| Grant | WECC | CA | Geothermal | 100% | 43 | 43 | 11 |  | 11
| Sonoma | WECC | CA | Geothermal | 100% | 42 | 42 | 12 |  | 12
| West Ford Flat | WECC | CA | Geothermal | 100% | 24 | 24 | 13 |  | 13
| Aidlin | WECC | CA | Geothermal | 100% | 17 | 17 | 14 |  | 14
| Bear Canyon | WECC | CA | Geothermal | 100% | 14 | 14 | 15 |  | 15
Natural Gas-Fired
| Delta Energy Center | WECC | CA | Natural Gas | 100% | 835 | 857 | 16 |  | 16
| Pastoria Energy Center | WECC | CA | Natural Gas | 100% | 750 | 729 | 17 |  | 17
| Rocky Mountain Energy Center | WECC | CO | Natural Gas | 100% | 479 | 621 | 18 |  | 18
| Hermiston Power Project | WECC | OR | Natural Gas | 100% | 547 | 616 | 19 |  | 19
| Otay Mesa Energy Center(4) | WECC | CA | Natural Gas | 100% | 513 | 608 | 40 |  | 20
| Metcalf Energy Center | WECC | CA | Natural Gas | 100% | 564 | 605 | 20 |  | 21
| Sutter Energy Center | WECC | CA | Natural Gas | 100% | 542 | 578 | 21 |  | 22
| Los Medanos Energy Center | WECC | CA | Natural Gas | 100% | 506 | 560 | 22 |  | 23
| South Point Energy Center | WECC | AZ | Natural Gas | 100% | 520 | 530 | 23 |  | 24
| Blue Spruce Energy Center | WECC | CO | Natural Gas | 100% | 0 | 310 | 24 |  | 25
| Los Esteros Critical Energy Facility | WECC | CA | Natural Gas | 100% | 0 | 188 | 25 |  | 26
| Gilroy Energy Center | WECC | CA | Natural Gas | 100% | 0 | 141 | 26 |  | 27
| Gilroy Cogeneration Plant | WECC | CA | Natural Gas | 100% | 117 | 128 | 27 |  | 28
| King City Cogeneration Plant | WECC | CA | Natural Gas | 100% | 120 | 120 | 28 |  | 29
| Greenleaf 1 Power Plant | WECC | CA | Natural Gas | 100% | 50 | 50 | 29 |  | 30
| Greenleaf 2 Power Plant | WECC | CA | Natural Gas | 100% | 49 | 49 | 30 |  | 31
| Wolfskill Energy Center | WECC | CA | Natural Gas | 100% | 0 | 48 | 31 |  | 32
| Yuba City Energy Center | WECC | CA | Natural Gas | 100% | 0 | 47 | 32 |  | 33
| Feather River Energy Center | WECC | CA | Natural Gas | 100% | 0 | 47 | 33 |  | 34
| Creed Energy Center | WECC | CA | Natural Gas | 100% | 0 | 47 | 34 |  | 35
| Lambie Energy Center | WECC | CA | Natural Gas | 100% | 0 | 47 | 35 |  | 36
| Goose Haven Energy Center | WECC | CA | Natural Gas | 100% | 0 | 47 | 36 |  | 37
| Riverview Energy Center | WECC | CA | Natural Gas | 100% | 0 | 47 | 37 |  | 38
| King City Peaking Energy Center | WECC | CA | Natural Gas | 100% | 0 | 44 | 38 |  | 39
| Agnews Power Plant | WECC | CA | Natural Gas | 100% | 28 | 28 | 39 |  | 40
| Subtotal |  |  |  |  | 6345 | 7817
TEXAS
| Freestone Energy Center | TRE | TX | Natural Gas | 100% | 1038 | 994 | 41 |  | 41
| Deer Park Energy Center | TRE | TX | Natural Gas | 100% | 830 | 1001 | 42 |  | 42
| Baytown Energy Center | TRE | TX | Natural Gas | 100% | 740 | 800 | 43 |  | 43
| Pasadena Power Plant | TRE | TX | Natural Gas | 100% | 763 | 781 | 44 |  | 44
| Magic Valley Generating Station | TRE | TX | Natural Gas | 100% | 662 | 692 | 45 |  | 45
| Brazos Valley Power Plant | TRE | TX | Natural Gas | 100% | 508 | 594 | 46 |  | 46
| Channel Energy Center | TRE | TX | Natural Gas | 100% | 463 | 608 | 47 |  | 47
| Corpus Christi Energy Center | TRE | TX | Natural Gas | 100% | 426 | 500 | 48 |  | 48
| Texas City Power Plant | TRE | TX | Natural Gas | 100% | 400 | 453 | 49 |  | 49
| Clear Lake Power Plant | TRE | TX | Natural Gas | 100% | 344 | 400 | 50 |  | 50
| Hidalgo Energy Center | TRE | TX | Natural Gas | 78.5% | 392 | 374 | 51 |  | 51
| Freeport Energy Center(5) | TRE | TX | Natural Gas | 100% | 210 | 236 | 52 |  | 52
| Subtotal |  |  |  |  | 6776 | 7433
SOUTHEAST
| Broad River Energy Center | SERC | SC | Natural Gas | 100% | 0 | 847 | 53 |  | 53
| Morgan Energy Center | SERC | AL | Natural Gas | 100% | 720 | 807 | 54 |  | 54
| Decatur Energy Center | SERC | AL | Natural Gas | 100% | 782 | 795 | 55 |  | 55
| Columbia Energy Center | SERC | SC | Natural Gas | 100% | 455 | 606 | 56 |  | 56
| Carville Energy Center | SERC | LA | Natural Gas | 100% | 449 | 501 | 57 |  | 57
| Santa Rosa Energy Center | SERC | FL | Natural Gas | 100% | 235 | 225 | 58 |  | 58
| Hog Bayou Energy Center | SERC | AL | Natural Gas | 100% | 235 | 237 | 59 |  | 59
| Pine Bluff Energy Center | SERC | AR | Natural Gas | 100% | 184 | 215 | 60 |  | 60
| Oneta Energy Center | SPP | OK | Natural Gas | 100% | 980 | 1134 | 61 |  | 61
| Osprey Energy Center | FRCC | FL | Natural Gas | 100% | 537 | 599 | 62 |  | 62
| Auburndale Peaking Energy Center | FRCC | FL | Natural Gas | 100% | 0 | 117 | 63 |  | 63
| Subtotal |  |  |  |  | 4577 | 6083
NORTH
| Bethlehem Energy Center | PJM | PA | Natural Gas | 100% | 1037 | 1130 | 64 |  | 64
| Hay Road Energy Center | PJM | DE | Natural Gas | 100% | 1030 | 1130 | 65 |  | 65
| Edge Moor Energy Center | PJM | DE | Natural Gas | 100% | 0 | 725 | 66 |  | 66
| Riverside Energy Center | MRO | WI | Natural Gas | 100% | 518 | 603 | 67 |  | 67
| Westbrook Energy Center | NPCC | ME | Natural Gas | 100% | 537 | 537 | 68 |  | 68
| Greenfield Energy Centre(7) | NPCC | ON | Natural Gas | 50% | 422 | 519 | 69 |  | 69
| RockGen Energy Center | MRO | WI | Natural Gas | 100% | 0 | 503 | 70 |  | 70
| Zion Energy Center | RFC | IL | Natural Gas | 100% | 0 | 503 | 71 |  | 71
| Mankato Power Plant | MRO | MN | Natural Gas | 100% | 280 | 375 | 72 |  | 72
| Cumberland Energy Center | PJM | NJ | Natural Gas | 100% | 0 | 191 | 73 |  | 73
| Deepwater Energy Center | PJM | NJ | Natural Gas | 100% | 0 | 158 | 74 |  | 74
| Kennedy International Airport Power Plant | NPCC | NY | Natural Gas | 100% | 110 | 121 | 75 |  | 75
| Sherman Avenue Energy Center | PJM | NJ | Natural Gas | 100% | 0 | 92 | 76 |  | 76
| Bethpage Energy Center 3 | NPCC | NY | Natural Gas | 100% | 60 | 80 | 77 |  | 77
| Middle Energy Center | PJM | NJ | Oil | 100% | 0 | 77 | 78 |  | 78
| Carll's Corner Energy Center | PJM | NJ | Natural Gas | 100% | 0 | 73 | 79 |  | 79
| Cedar Energy Center | PJM | NJ | Oil | 100% | 0 | 68 | 80 |  | 80
| Mickleton Energy Center | PJM | NJ | Natural Gas | 100% | 0 | 67 | 81 |  | 81
| Missouri Avenue Energy Center | PJM | NJ | Oil | 100% | 0 | 60 | 82 |  | 82
| Bethpage Power Plant | NPCC | NY | Natural Gas | 100% | 55 | 56 | 83 |  | 83
| Christiana Energy Center | PJM | DE | Oil | 100% | 0 | 53 | 84 |  | 84
| Bethpage Peaker | NPCC | NY | Natural Gas | 100% | 0 | 48 | 85 |  | 85
| Stony Brook Power Plant | NPCC | NY | Natural Gas | 100% | 45 | 47 | 86 |  | 86
| Tasley Energy Center | PJM | VA | Oil | 100% | 0 | 26 | 87 |  | 87
| Whitby Cogeneration(6) | NPCC | ON | Natural Gas | 50% | 25 | 25 | 88 |  | 88
| Delaware City Energy Center | PJM | DE | Oil | 100% | 0 | 23 | 89 |  | 89
| West Energy Center | PJM | DE | Oil | 100% | 0 | 20 | 90 |  | 90
| Bayview Energy Center | PJM | VA | Oil | 100% | 0 | 12 | 91 |  | 91
| Crisfield Energy Center | PJM | MD | Oil | 100% | 0 | 10 | 92 |  | 92
| Vineland Solar Energy Center | PJM | NJ | Solar | 100% | 0 | 4 | 93 | Total count of pwr plants | 93 | Total number of plants
| Subtotal |  |  |  |  | 4119 | 7336
| Total operating power plants (93) |  |  |  |  | 21817 | 28669
Project under advanced development
| Russell City Energy Center | WECC | CA | Natural Gas | 65% | 362 | 390 | 94
| Los Esteros Critical Energy Facility (Upgrade) | WECC | CA | Natural Gas | 100% | 120 | 120 | 95
| York Energy Center | PJM | PA | Natural Gas | 100% | 518.5 | 565 | 96 | Total count of pwr plants
| Total operating power plants, and projects |  |  |  |  | 22817.5 | 29744
-1 | Natural gas-fired fleet capacities are generally derived on as-built as-designed outputs, including upgrades, based on site specific annual average temperatures and average process steam flows for cogeneration power plants, as applicable. Geothermal capacities are derived from historical generation output and steam reservoir modeling under average ambient conditions (temperatures and rainfall).
-2 | Natural gas-fired fleet peaking capacities are primarily derived on as-built as-designed peaking outputs based on site specific average summer temperatures and include power enhancement features such as heat recovery steam generator duct-firing, gas turbine power augmentation, and/or other power augmentation features. For certain power plants with definitive contracts, capacities at contract conditions have been included. Oil-fired capacities reflect capacity test results.
-3 | These outputs do not factor in the typical MW loss and recovery profiles over time, which natural-gas fired turbine power plants display associated with their planned major maintenance schedules.
-4 | Otay Mesa Energy Center began commercial operations on October 3, 2009.
-5 | Freeport Energy Center is owned by Calpine; however, it is contracted and operated by The Dow Chemical Company.
-6 | Calpine holds a less-than-majority owned (50%) equity interest in Whitby Cogeneration; however, it is operated by Atlantic Packaging Products Ltd.
-7 | Calpine holds a 50% joint venture interest in Greenfield Energy Centre; however, it is operated by a third party.

## Recon Q2'10 (hidden)
Table of Operating Power Plants and Projects Under Advanced Development/Construction Recon
|  | West | Texas | Southeast | North | Total | Check | Notes
| Operating MW Capacities at 3.31.10: | 7846 | 7392 | 6083 | 3417 | 24738 | 0
| Pasadena Upgrade |  | 10 |  |  | 10
| Deer Park Upgrades |  | 31 |  |  | 31 |  | 4 additional MW for Unit 2 (upgraded Q4), 14 MW for Unit 4 (completed in March, testing completed in April), and 13 MW for Unit 3 (completed Q2 - testing still draft)
| Watsonville Retirement | -29 |  |  |  | -29
| Operating MW Capacities at 6.30.10: | 7817 | 7433 | 6083 | 3417 | 24750 | 0
| Acquisition of Connectiv (excluding construction) |  |  |  | 3919 | 3919
| Expected total future capacities: | 7817 | 7433 | 6083 | 7336 | 28669 | 0
Proj under advanced development/construction:
| Delta - Connectiv |  |  |  | 565 | 565
| Russell City Energy Center | 390 |  |  |  | 390
| Upgrade - Los Esteros | 120 |  |  |  | 120
| Total under development/construction | 510 | 0 | 0 | 565 | 1075 | 0
| Grand Total | 8327 | 7433 | 6083 | 7901 | 29744 | 0

## CPN Portfolio Q1'10 (hidden)
Table of Operating Power Plants and Projects Under Advanced Development as of March 31, 2010
[6 empty] | Calpine Net | Calpine Net
|  |  | U.S. State or |  | Calpine | Interest | Interest With
|  | NERC | Canadian |  | Interest | Baseload | Peaking
| SEGMENT /Power Plant | Region | Province | Technology | Percentage | (MW) (1)(3) | (MW) (2)(3)
| WEST | [6 empty] | Count
Geothermal
| McCabe #5 & #6 | WECC | CA | Geothermal | 100% | 78 | 78 | 1
| Ridge Line #7 & #8 | WECC | CA | Geothermal | 100% | 69 | 69 | 2
| Calistoga | WECC | CA | Geothermal | 100% | 66 | 66 | 3
| Eagle Rock | WECC | CA | Geothermal | 100% | 66 | 66 | 4
| Quicksilver | WECC | CA | Geothermal | 100% | 53 | 53 | 5
| Cobb Creek | WECC | CA | Geothermal | 100% | 52 | 52 | 6
| Lake View | WECC | CA | Geothermal | 100% | 52 | 52 | 7
| Sulphur Springs | WECC | CA | Geothermal | 100% | 51 | 51 | 8
| Socrates | WECC | CA | Geothermal | 100% | 50 | 50 | 9
| Big Geysers | WECC | CA | Geothermal | 100% | 48 | 48 | 10
| Grant | WECC | CA | Geothermal | 100% | 43 | 43 | 11
| Sonoma | WECC | CA | Geothermal | 100% | 42 | 42 | 12
| West Ford Flat | WECC | CA | Geothermal | 100% | 24 | 24 | 13
| Aidlin | WECC | CA | Geothermal | 100% | 17 | 17 | 14
| Bear Canyon | WECC | CA | Geothermal | 100% | 14 | 14 | 15
Natural Gas-Fired
| Delta Energy Center | WECC | CA | Natural Gas | 100% | 835 | 857 | 16
| Pastoria Energy Center | WECC | CA | Natural Gas | 100% | 750 | 729 | 17
| Rocky Mountain Energy Center | WECC | CO | Natural Gas | 100% | 479 | 621 | 18
| Hermiston Power Project | WECC | OR | Natural Gas | 100% | 547 | 616 | 19
| Metcalf Energy Center | WECC | CA | Natural Gas | 100% | 564 | 605 | 20
| Sutter Energy Center | WECC | CA | Natural Gas | 100% | 542 | 578 | 21
| Los Medanos Energy Center | WECC | CA | Natural Gas | 100% | 506 | 560 | 22
| South Point Energy Center | WECC | AZ | Natural Gas | 100% | 520 | 530 | 23
| Blue Spruce Energy Center | WECC | CO | Natural Gas | 100% | 0 | 310 | 24
| Los Esteros Critical Energy Facility | WECC | CA | Natural Gas | 100% | 0 | 188 | 25
| Gilroy Energy Center | WECC | CA | Natural Gas | 100% | 0 | 141 | 26
| Gilroy Cogeneration Plant | WECC | CA | Natural Gas | 100% | 117 | 128 | 27
| King City Cogeneration Plant | WECC | CA | Natural Gas | 100% | 120 | 120 | 28
| Greenleaf 1 Power Plant | WECC | CA | Natural Gas | 100% | 50 | 50 | 29
| Greenleaf 2 Power Plant | WECC | CA | Natural Gas | 100% | 49 | 49 | 30
| Wolfskill Energy Center | WECC | CA | Natural Gas | 100% | 0 | 48 | 31
| Yuba City Energy Center | WECC | CA | Natural Gas | 100% | 0 | 47 | 32
| Feather River Energy Center | WECC | CA | Natural Gas | 100% | 0 | 47 | 33
| Creed Energy Center | WECC | CA | Natural Gas | 100% | 0 | 47 | 34
| Lambie Energy Center | WECC | CA | Natural Gas | 100% | 0 | 47 | 35
| Goose Haven Energy Center | WECC | CA | Natural Gas | 100% | 0 | 47 | 36
| Riverview Energy Center | WECC | CA | Natural Gas | 100% | 0 | 47 | 37
| King City Peaking Energy Center | WECC | CA | Natural Gas | 100% | 0 | 44 | 38
| Watsonville (Monterey) Cogeneration Plant | WECC | CA | Natural Gas | 100% | 29 | 29 | 39
| Agnews Power Plant | WECC | CA | Natural Gas | 100% | 28 | 28 | 40
| Otay Mesa Energy Center(4) | WECC | CA | Natural Gas | 100% | 513 | 608 | 41
| Subtotal |  |  |  |  | 6374 | 7846
TEXAS
| Freestone Energy Center | TRE | TX | Natural Gas | 100% | 1038 | 994 | 42
| Deer Park Energy Center | TRE | TX | Natural Gas | 100% | 799 | 970 | 43
| Baytown Energy Center | TRE | TX | Natural Gas | 100% | 740 | 800 | 44
| Pasadena Power Plant | TRE | TX | Natural Gas | 100% | 753 | 771 | 45
| Magic Valley Generating Station | TRE | TX | Natural Gas | 100% | 662 | 692 | 46
| Brazos Valley Power Plant | TRE | TX | Natural Gas | 100% | 508 | 594 | 47
| Channel Energy Center | TRE | TX | Natural Gas | 100% | 463 | 608 | 48
| Corpus Christi Energy Center | TRE | TX | Natural Gas | 100% | 426 | 500 | 49
| Texas City Power Plant | TRE | TX | Natural Gas | 100% | 400 | 453 | 50
| Clear Lake Power Plant | TRE | TX | Natural Gas | 100% | 344 | 400 | 51
| Hidalgo Energy Center | TRE | TX | Natural Gas | 78.5% | 392 | 374 | 52
| Freeport Energy Center(5) | TRE | TX | Natural Gas | 100% | 210 | 236 | 53
| Subtotal |  |  |  |  | 6735 | 7392
SOUTHEAST
| Broad River Energy Center | SERC | SC | Natural Gas | 100% | 0 | 847 | 54
| Morgan Energy Center | SERC | AL | Natural Gas | 100% | 720 | 807 | 55
| Decatur Energy Center | SERC | AL | Natural Gas | 100% | 782 | 795 | 56
| Columbia Energy Center | SERC | SC | Natural Gas | 100% | 455 | 606 | 57
| Carville Energy Center | SERC | LA | Natural Gas | 100% | 449 | 501 | 58
| Santa Rosa Energy Center | SERC | FL | Natural Gas | 100% | 235 | 225 | 59
| Hog Bayou Energy Center | SERC | AL | Natural Gas | 100% | 235 | 237 | 60
| Pine Bluff Energy Center | SERC | AR | Natural Gas | 100% | 184 | 215 | 61
| Oneta Energy Center | SPP | OK | Natural Gas | 100% | 980 | 1134 | 62
| Osprey Energy Center | FRCC | FL | Natural Gas | 100% | 537 | 599 | 63
| Auburndale Peaking Energy Center | FRCC | FL | Natural Gas | 100% | 0 | 117 | 64
| Subtotal |  |  |  |  | 4577 | 6083
NORTH
| Riverside Energy Center | MRO | WI | Natural Gas | 100% | 518 | 603 | 65
| RockGen Energy Center | MRO | WI | Natural Gas | 100% | 0 | 503 | 66
| Mankato Power Plant | MRO | MN | Natural Gas | 100% | 280 | 375 | 67
| Westbrook Energy Center | NPCC | ME | Natural Gas | 100% | 537 | 537 | 68
| Kennedy International Airport Power Plant | NPCC | NY | Natural Gas | 100% | 110 | 121 | 69
| Bethpage Energy Center 3 | NPCC | NY | Natural Gas | 100% | 60 | 80 | 70
| Bethpage Power Plant | NPCC | NY | Natural Gas | 100% | 55 | 56 | 71
| Bethpage Peaker | NPCC | NY | Natural Gas | 100% | 0 | 48 | 72
| Stony Brook Power Plant | NPCC | NY | Natural Gas | 100% | 45 | 47 | 73
| Whitby Cogeneration(6) | NPCC | ON | Natural Gas | 50% | 25 | 25 | 74
| Greenfield Energy Centre(7) | NPCC | ON | Natural Gas | 50% | 422 | 519 | 75
| Zion Energy Center | RFC | IL | Natural Gas | 100% | 0 | 503 | 76 | Total count of pwr plants
| Subtotal |  |  |  |  | 2052 | 3417
| Total operating power plants (76) |  |  |  |  | 19738 | 24738
Project under advanced development
| Russell City Energy Center | WECC | CA | Natural Gas | 65% | 362 | 390
| Los Esteros Critical Energy Facility (Upgrade) | WECC | CA | Natural Gas | 100% | 120 | 120
| Total operating power plants, and projects |  |  |  |  | 20220 | 25248
-1 | Natural gas-fired fleet capacities are derived on as-built as-designed outputs, including upgrades, based on site specific annual average temperatures and average process steam flows for cogeneration power plants, as applicable. Geothermal capacities are derived from historical generation output and steam reservoir modeling under average ambient conditions (temperatures and rainfall).
-2 | Natural gas-fired fleet peaking capacities are primarily derived on as-built as-designed peaking outputs based on site specific average summer temperatures and include power enhancement features such as heat recovery steam generator duct-firing, gas turbine power augmentation, and/or other power augmentation features. For certain power plants with definitive contracts, capacities at contract conditions have been included.
-3 | These outputs do not factor in the typical MW loss and recovery profiles over time, which natural-gas fired turbine power plants display associated with their planned major maintenance schedules.
-4 | Otay Mesa Energy Center began commercial operations on October 3, 2009.
-5 | Freeport Energy Center is owned by Calpine; however, it is contracted and operated by The Dow Chemical Company.
-6 | Calpine holds a less-than-majority owned (50%) equity interest in Whitby Cogeneration; however, it is operated by Atlantic Packaging Products Ltd.
-7 | Calpine holds a 50% joint venture interest in Greenfield Energy Centre; however, it is operated by a third party.

## Recon Q1'10 (hidden)
Table of Operating Power Plants and Projects Under Advanced Development/Construction Recon
|  | West | Texas | Southeast | North | Total
| MW Capacities at 12.31.09: | 7910 | 7392 | 6083 | 3417 | 24802
| Pittsburgh to Dow | -64 |  |  |  | -64
| Deer Park turbine upgrade |  | 0 |  |  | 0
| MW Capacities at 03.31.10: | 7846 | 7392 | 6083 | 3417 | 24738
| Sales of Blue Spruce & Rocky Mtn. | -931 |  |  |  | -931
| Acquisition of Connectiv (excluding construction) |  |  |  | 3925 | 3925
| Expected total future capacities: | 6915 | 7392 | 6083 | 7342 | 27732
Proj under advanced development/construction:
| Delta - Connectiv |  |  |  | 565 | 565
| Russell City Energy Center | 390 |  |  |  | 390
| Upgrade - Los Esteros | 120 |  |  |  | 120
|  | 510 | 0 | 0 | 565 | 1075